## Home
_v10 (04/17/2019)
Contiguous United States Coal Power Plant Dataset
for determining the risk posed to existing assets by Wind & Solar between 2018 and 2025
Produced in coordination with Energy Innovation, LLC
This coal power plant dataset has been prepared in good faith on the basis of information available at the date of compilation. The analysis was produced by Vibrant Clean Energy, LLC. No guarantee or warranty of the analysis is applicable. Vibrant Clean Energy, LLC will not be held liable for any loss, damage, or cost incurred by using or relying on the information in this dataset.
The coal power plant dataset was derived using publicly available data from the EIA, FERC, public utility filings and other internal VCE resources. Due to the scale of the coal dataset as well as the frequency of update for public information, inevitably there are some inconsistencies that appear in the analysis when referencing other datasets. VCE has done its best to avoid such inconsistencies in the dataset, but some will likely remain. The highest occurence of inconsistencies will be due to: retired plants (since data compiled), repowering of coal plants with natural gas, naming conventions between datasets and nameplate capacity numbers.
This dataset has been updated since March 2019. Note: all the changes that have occurred between the publication of "THE COAL COST CROSSOVER: ECONOMIC VIABILITY OF EXISTING COAL COMPARED TO NEW LOCAL WIND AND SOLAR RESOURCES" (March, 2019) and this release (April, 2019) are documented in the "Summary of Updates" tab. The data differences from EIA values (860 & 923) have been flagged for the user. The coal that has retired either before 2018 or during 2018 or has been converted to another fuel has also been identified. These differences are attributed to competing data sources that were found during the dataset compilation. The default filter on "Coal Plant Data" tab is for 'verified operational' and 'operational with inconsistent data available'. Coal plants smaller than 50 MW were ignored when compiling the dataset.
The wind and solar power datasets used to compute the levelized cost of electricity (LCOE) was created by VCE using proprietary algorithms and methods (see accompanying report for more details on these). The comparisons between wind & solar and the coal plants were computed by using the LCOE of the new local (within 35 miles) wind or solar and the Marginal Cost of Electricity (MCOE) of the coal plants. The number of Megawatt hours (MWh) of the coal power plant was replaced by the new local wind or solar. There are coal power plants where combining new local wind and solar together is more cost effective than the existing coal plants; but this current dataset is restricted to comparisons of single technologies.
If the percentage difference is negative, then the LCOE of the new technology (Wind or Solar) is lower cost than the MCOE of the existing coal power plant. The threshold for "substantial risk" is a reduction in excess of 25% compared with the MCOE of the coal power plant. The threshold for "Safe" is an increase in excess of 25% compared with the MCOE of the existing coal power plant. The "Risk" or "Not at Risk" categories are simply a sign change in the costs, i.e. if the LCOE of the new technology is cheaper by any amount than the MCOE of the coal plant.
Terms of Use: All data included within this coal dataset are free to use by the public. However, VCE takes no responsibility for misrepresentations or misuse of the data herein, which are the responsibility of users of the dataset. The VCE wind and solar power data and methodology are proprietary, meaning they are not available with the dataset. If the dataset is used, it should be cited and attribution should be given to Vibrant Clean Energy, LLC.

## Coal Plant Dataset
Data Flags | 1) - Verified
2) - Closed (verified) | 3) - Inconsistent data | [21 empty] | These results provide the percentage cost difference of new local wind or solar (LCOE) to the runnning costs of existing coal (MCOE)
4) - Converted to natural gas / fuel oil | [22 empty] | Updated Analysis Results (April 2019) | [8 empty] | Original Analysis Results (March 2019)
VCE Coal ID | EIA Plant ID | Degrees | Degrees | MW | $/MWh | MWh | Percentage | mmBtu/MWh | $/MWh | $/MWh | $ | Years | [6 empty] | Retirement Status in 2018 | Scheduled for Retirement | Data Flag | Additional Comments | 2018 | 2018 | 2025 (L) | 2025 (L) | 2025 (H) | 2025 (H) | 2018 | 2025 (L) | 2025 (H) | 2018 | 2018 | 2025 (L) | 2025 (L) | 2025 (H) | 2025 (H) | 2018 | 2025 (L) | 2025 (H)
|  | Latitude | Longitude | Capacity | MCOE | Gen. | Capacity Factor | Heatrate | Fuel | Variable | Fixed | Age | State | County | City | Operator | Short Name | Name |  |  |  |  | Wind | Solar PV | Wind | Solar | Wind | Solar | Wind or Solar | Wind or Solar | Wind or Solar | Wind | Solar PV | Wind | Solar | Wind | Solar | Wind or Solar | Wind or Solar | Wind or Solar
1 | 8 | 33.6446 | -87.2004 | 1166.7 | 39.535 | 5490646.4 | 54% | 10.029 | 21.81 | 4.937 | 70214435.9232 | 68 | AL | Walker | Parrish | Alabama Power Co. | Gorgas | Gorgas | 0 |  | 1 |  | 131.8% | -5.203% | 78.22% | -19.69% | 133% | -3.259% | -5.203% | -19.69% | -3.259% | 118.1% | -10.79% | 67.7% | -24.43% | 119.3% | -8.966% | -10.79% | -24.43% | -8.966%
2 | 51 | 32.031 | -93.5689 | 720.7 | 60.3856 | 1420845.4 | 22% | 11.653 | 26.21 | 5.1333 | 41264699.4603 | 32 | LA | De Soto | Mansfield | Cleco Power LLC | Dolet Hills | Dolet Hills | 0 |  | 1 |  | -24.67% | -37.08% | -35.47% | -46.69% | -13.2% | -35.79% | -37.08% | -46.69% | -35.79% | 3.834% | -13.26% | -11.05% | -26.52% | 19.65% | -11.48% | -13.26% | -26.52% | -11.48%
3 | 56 | 31.4887 | -87.9106 | 538 | 55.5234 | 1245578.2 | 26% | 11.389 | 24.77 | 4.9247 | 32171643.3262 | 44 | AL | Washington | Leroy | PowerSouth Energy Coop | Lowman | Lowman (Tombigbee) | 0 |  | 1 |  | 50.79% | -37.5% | 16.52% | -47.05% | 52.48% | -36.22% | -37.5% | -47.05% | -36.22% | 64.08% | -31.99% | 26.79% | -42.38% | 65.92% | -30.59% | -31.99% | -42.38% | -30.59%
4 | 60 | 40.5803 | -98.3109 | 324.3 | 30.9914 | 1376072.37 | 48% | 11.31 | 13.47 | 2.6983 | 20397592.454 | 22 | NE | Adams | Hastings | Hastings Utilities | Whelan | Whelan Energy Center | 0 |  | 1 |  | -29.52% | 32.31% | -32.75% | 12.09% | -4.5% | 35.03% | -29.52% | -32.75% | -4.5% | -34.62% | 22.75% | -37.61% | 3.986% | -11.4% | 25.27% | -34.62% | -37.61% | -11.4%
5 | 87 | 35.416 | -108.0827 | 257 | 38.1897 | 1280010.9 | 57% | 11.082 | 21.01 | 4.3263 | 16452498.0876 | 34 | NM | Mckinley | Prewitt | Tri-State G & T Association, Inc. | Escalante | Escalante | 0 |  | 1 |  | 49.02% | -4.617% | 25.05% | -19.2% | 66.12% | -2.662% | -4.617% | -19.2% | -2.662% | 40.89% | -9.822% | 18.23% | -23.61% | 57.05% | -7.973% | -9.822% | -23.61% | -7.973%
6 | 108 | 37.9309 | -100.9725 | 348.7 | 35.4234 | 1462250.8 | 48% | 11.098 | 16.78 | 3.4806 | 22171715.3957 | 35 | KS | Finney | Holcomb | Sunflower Electric Power Corp., Inc. | Holcomb | Holcomb | 0 |  | 1 |  | -27.82% | 8.961% | -33.05% | -7.695% | -6.297% | 11.19% | -27.82% | -33.05% | -6.297% | -30.27% | 5.264% | -35.33% | -10.83% | -9.476% | 7.422% | -30.27% | -35.33% | -9.476%
7 | 113 | 34.9411 | -110.3005 | 839.9 | 44.3666 | 3612301.2 | 49% | 10.985 | 24.47 | 5.0783 | 53528227.7774 | 47 | AZ | Navajo | Joseph City | Arizona Public Service Co. | Cholla | Cholla | 0 |  | 1 |  | 164.4% | -16.28% | 110% | -29.08% | 172% | -14.57% | -16.28% | -29.08% | -14.57% | 121.9% | -29.75% | 76.22% | -40.49% | 128.2% | -28.31% | -29.75% | -40.49% | -28.31%
8 | 127 | 34.0826 | -99.1758 | 720 | 31.9023 | 3315569.4 | 53% | 11.203 | 15.63 | 3.1509 | 43504824.2548 | 32 | TX | Wilbarger | Vernon | AEP Texas North Co. | Oklaunion | Oklaunion | 0 |  | 1 |  | -22.75% | 16.62% | -27.89% | -1.21% | 1.255% | 19.01% | -22.75% | -27.89% | 1.255% | -33.14% | 0.925% | -37.6% | -14.5% | -12.37% | 2.994% | -33.14% | -37.6% | -12.37%
9 | 130 | 33.37 | -80.1128 | 2390.1 | 66.8696 | 9523364.99 | 45% | 10.041 | 42.23 | 9.5493 | 143710600.3123 | 22 | SC | Berkeley | Cross | South Carolina Public Service Authority | Cross | Cross | 0 |  | 1 |  | -12.15% | -46.44% | -29.04% | -54.63% | -5.469% | -45.35% | -46.44% | -54.63% | -45.35% | -14.28% | -47.74% | -30.75% | -55.73% | -7.756% | -46.67% | -47.74% | -55.73% | -46.67%
10 | 136 | 29.7338 | -81.6325 | 1471.8 | 54.7355 | 7688212.9 | 60% | 9.851 | 35.14 | 8.1107 | 88297850.4815 | 34 | FL | Putnam | Palatka | Seminole Electric Coop, Inc. | Seminole | Seminole Generating Station | 0 |  | 1 |  | 47.08% | -24.46% | 15.74% | -36.01% | 51.98% | -22.91% | -24.46% | -36.01% | -22.91% | 43.26% | -26.42% | 12.74% | -37.67% | 48.04% | -24.92% | -26.42% | -37.67% | -24.92%
12 | 298 | 31.423 | -96.2531 | 1849.8 | 29.7073 | 9496253.1 | 59% | 10.605 | 14.79 | 3.1714 | 111542072.9846 | 33 | TX | Limestone | Farrar | NRG Texas, LLC | Limestone | Limestone (TEGE) | 0 |  | 1 |  | 18.33% | 34.31% | 4.707% | 13.78% | 42.86% | 37.06% | 18.33% | 4.707% | 37.06% | 16.32% | 32.02% | 2.927% | 11.84% | 40.43% | 34.73% | 16.32% | 2.927% | 34.73%
13 | 469 | 39.808 | -104.9642 | 0 | 45.32 | -4215.756 | 31% | 11.442 | 19.34 | 3.8431 | 0 | 32 | CO | Denver | Denver | PSC of Colorado | Cherokee (PSCO) (30846) | Cherokee (PSCO) (30846) |  |  | 2 | Shutdown | #N/A | #N/A | #N/A | #N/A | #N/A | #N/A | #N/A | #N/A | #N/A | 286.7% | -11.14% | 202% | -24.73% | 287.4% | -9.322% | -11.14% | -24.73% | -9.322%
14 | 470 | 38.2078 | -104.5758 | 1635.3 | 31.9412 | 9549567.1 | 67% | 10.548 | 17.83 | 3.8381 | 98103667.0845 | 27 | CO | Pueblo | Pueblo | PSC of Colorado | Comanche | Comanche | 0 | 2022 | 1 |  | 164.5% | 19.24% | 115.9% | 1.009% | 181.9% | 21.68% | 19.24% | 1.009% | 21.68% | 155.2% | 15.03% | 108.3% | -2.552% | 172% | 17.39% | 15.03% | -2.552% | 17.39%
15 | 492 | 38.8249 | -104.8327 | 207 | 36.7785 | 915697.36 | 50% | 11.473 | 19.39 | 3.8263 | 12418842.0273 | 69 | CO | El Paso | Colorado Springs | Colorado Springs Utilities | Martin Drake (17060) | Martin Drake | 0 |  | 1 |  | 227.7% | 8.533% | 159.5% | -8.057% | 235.8% | 10.76% | 8.533% | -8.057% | 10.76% | 188.5% | -4.47% | 128.4% | -19.07% | 195.6% | -2.512% | -4.47% | -19.07% | -2.512%
16 | 527 | 38.2386 | -108.5083 | 113.8 | 136.9203 | 61090.155 | 6% | 12.467 | 21.07 | 3.8342 | 6843080.8876 | 43 | CO | Montrose | Nucla | Tri-State G & T Association, Inc. | Nucla | Nucla | 0 | 2022 | 1 |  | 31.21% | -72.22% | 23.52% | -76.47% | 38.03% | -71.65% | -72.22% | -76.47% | -71.65% | 243% | -27.37% | 222.9% | -38.47% | 260.9% | -25.88% | -27.37% | -38.47% | -25.88%
17 | 6761 | 40.86 | -105.027 | 293.6 | 34.1325 | 1802038.5 | 70% | 12.124 | 20.49 | 3.8651 | 17619172.0458 | 34 | CO | Larimer | Wellington | Platte River Power Authority | Rawhide | Rawhide | 0 |  | 1 |  | 31.44% | 18.59% | 13.08% | 0.4653% | 51.8% | 21.02% | 18.59% | 0.4653% | 21.02% | 40.46% | 26.73% | 20.84% | 7.359% | 62.22% | 29.33% | 26.73% | 7.359% | 29.33%
18 | 564 | 28.4828 | -81.1676 | 929 | 50.913 | 4451509.9 | 55% | 8.462 | 30.18 | 8.1462 | 56030499.7123 | 19 | FL | Orange | Bithlo | Orlando Utilities Commission | Stanton I | Stanton Energy Center I | 0 |  | 1 |  | 62.38% | -20.14% | 28.41% | -32.34% | 68.39% | -18.5% | -20.14% | -32.34% | -18.5% | 54.4% | -24.06% | 22.1% | -35.67% | 60.11% | -22.5% | -24.06% | -35.67% | -22.5%
19 | 568 | 41.1707 | -73.1842 | 400 | 160.1041 | 329700.82 | 9% | 13.093 | 57.16 | 9.8743 | 30685168.4165 | 47 | CT | Fairfield | Bridgeport | PSEG Power Connecticut LLC | Bridgeport Harbor | Bridgeport Harbor | 0 | 2021 | 1 |  | -58.1% | -69.47% | -66.5% | -74.14% | -55.67% | -68.85% | -69.47% | -74.14% | -68.85% | -86.67% | -90.29% | -89.34% | -91.77% | -85.89% | -90.09% | -90.29% | -91.77% | -90.09%
20 | 594 | 38.5859 | -75.2341 | 445.5 | 193.2382 | 273388.13 | 7% | 13.654 | 58.04 | 9.6825 | 34314527.7902 | 50 | DE | Sussex | Millsboro | NRG Energy, Inc. | Indian River | Indian River (NRG) | 0 |  | 1 |  | -78.79% | -75.89% | -81.58% | -79.58% | -75.13% | -75.4% | -78.79% | -81.58% | -75.4% | -70.81% | -66.82% | -74.64% | -71.89% | -65.76% | -66.14% | -70.81% | -74.64% | -66.14%
21 | 645 | 27.7943 | -82.4038 | 1822.5 | 84.9676 | 2911008.4 | 18% | 10.972 | 39.13 | 8.0923 | 109876816.3081 | 25 | FL | Hillsborough | Ruskin | Tampa Electric Co. | Big Bend | Big Bend | 0 |  | 1 |  | 138.9% | 138.9% | 109.7% | 138.9% | 132.3% | 138.9% | 138.9% | 109.7% | 132.3% | 215.2% | 215.2% | 176.7% | 215.2% | 206.5% | 215.2% | 215.2% | 176.7% | 206.5%
22 | 667 | 30.4165 | -81.5553 | 595 | 79.9496 | 2363384.94 | 45% | 15.891 | 56.68 | 8.0946 | 35864426.9928 | 47 | FL | Duval | Jacksonville | Jacksonville Electric Authority | Northside | Northside | 0 |  | 1 |  | -1.166% | -48.84% | -22.46% | -56.66% | 1.916% | -47.79% | -48.84% | -56.66% | -47.79% | 6.831% | -44.7% | -16.19% | -53.16% | 10.16% | -43.57% | -44.7% | -53.16% | -43.57%
23 | 703 | 34.1233 | -84.9219 | 3498.6 | 50.3672 | 13582833 | 44% | 9.915 | 28.27 | 6.4818 | 212100841.7794 | 45 | GA | Bartow | Taylorsville | Georgia Power Co. | Bowen | Bowen | 0 |  | 1 |  | 43.95% | -24.8% | 14.26% | -36.3% | 50.69% | -23.26% | -24.8% | -36.3% | -23.26% | 47.81% | -22.78% | 17.33% | -34.59% | 54.73% | -21.2% | -22.78% | -34.59% | -21.2%
24 | 708 | 34.2529 | -85.3457 | 953 | 365.3909 | 174602.42 | 2% | 11.404 | 32.51 | 6.4831 | 56989842.8721 | 56 | GA | Floyd | Coosa | Georgia Power Co. | Hammond | Hammond (GPCO) | 0 |  | 1 |  | -72.09% | -89.74% | -78.68% | -91.31% | -72.23% | -89.53% | -89.74% | -91.31% | -89.53% | 6.015% | -61.04% | -19.03% | -66.99% | 5.47% | -60.24% | -61.04% | -66.99% | -60.24%
25 | 861 | 39.0584 | -89.4033 | 1005.4 | 34.1702 | 5298517.2 | 60% | 11.098 | 17.91 | 3.6629 | 66746827.4818 | 50 | IL | Montgomery | Coffeen | Dynegy, Inc. | Coffeen | Coffeen | 0 |  | 1 |  | 7.126% | 29.37% | -5.688% | 9.598% | 28.31% | 32.03% | 7.126% | -5.688% | 28.31% | -3.969% | 15.97% | -15.46% | -1.753% | 15.02% | 18.35% | -3.969% | -15.46% | 15.02%
26 | 876 | 39.5906 | -89.4967 | 1319 | 40.7085 | 4792864.6 | 41% | 11.701 | 18.89 | 3.6523 | 87068540.1517 | 51 | IL | Christian | Kincaid | Dynegy Energy Services, Inc. | Kincaid | Kincaid | 0 |  | 1 |  | -15.16% | 10.74% | -24.76% | -6.186% | 2.795% | 13.01% | -15.16% | -24.76% | 2.795% | -23.13% | 0.3403% | -31.82% | -15% | -6.86% | 2.397% | -23.13% | -31.82% | -6.86%
27 | 879 | 40.5407 | -89.6787 | 1785.6 | 48.6642 | 4506973.9 | 29% | 11.614 | 18.74 | 3.6761 | 118299557.3245 | 67 | IL | Tazewell | Pekin | NRG Energy, Inc. | Powerton | Powerton Generating Station (17173) | 0 |  | 1 |  | -33.12% | -6.429% | -25.99% | -20.73% | -17.95% | -4.511% | -33.12% | -25.99% | -17.95% | -37.01% | -11.88% | -30.3% | -25.35% | -22.73% | -10.07% | -37.01% | -30.3% | -22.73%
28 | 884 | 41.633 | -88.0618 | 598.4 | 60.3393 | 994177.22 | 19% | 10.243 | 16.53 | 3.6782 | 39897362.3 | 59 | IL | Will | Romeoville | NRG Energy, Inc. | Will County | Will County (17181) | 0 | 2024 | 1 |  | -39.7% | -22.94% | -47.03% | -34.72% | -27.69% | -21.36% | -39.7% | -47.03% | -27.69% | -2.943% | 24.03% | -14.74% | 5.073% | 16.39% | 26.57% | -2.943% | -14.74% | 16.39%
29 | 889 | 38.2041 | -89.8563 | 1894.1 | 38.0801 | 7200886.4 | 43% | 10.47 | 16.9 | 3.649 | 126239129.7024 | 46 | IL | Randolph | Baldwin | Dynegy Midwest Generation, Inc. | Baldwin Energy Complex | Baldwin Energy Complex | 0 |  | 1 |  | -2.592% | 14.55% | 1.089% | -2.962% | 35.73% | 16.9% | -2.592% | -2.962% | 16.9% | 7.037% | 25.87% | 11.08% | 6.631% | 49.15% | 28.45% | 7.037% | 6.631% | 28.45%
30 | 963 | 39.7543 | -89.6012 | 617.8 | 40.3085 | 2343740.6 | 43% | 11.901 | 19.21 | 3.6677 | 40853260.0231 | 30 | IL | Sangamon | Springfield | City Water, Light & Power | Dallman | Dallman | 0 |  | 1 |  | -16.17% | 13.06% | -25.66% | -4.223% | 2.035% | 15.38% | -16.17% | -25.66% | 2.035% | -32.48% | -8.939% | -40.13% | -22.86% | -17.82% | -7.072% | -32.48% | -40.13% | -17.82%
31 | 983 | 38.738 | -85.4182 | 1303.8 | 46.3173 | 6360308.1 | 56% | 10.964 | 27.02 | 5.6044 | 87090921.9378 | 63 | IN | Jefferson | Madison | Indiana-Kentucky Electric Corp. | Clifty Creek | Clifty Creek | 0 |  | 1 |  | -11.12% | -7.112% | -23.05% | -21.31% | 4.168% | -5.208% | -11.12% | -23.05% | -5.208% | -21.03% | -17.47% | -31.63% | -30.08% | -7.446% | -15.78% | -21.03% | -31.63% | -15.78%
32 | 990 | 39.7093 | -86.196 | 0 | 80.49 | 0 | 17% | 12.23 | 30.14 | 5.666 | 0 | 52 | IN | Marion | Indianapolis | Indianapolis Power & Light Co. | Harding Street | Harding Street |  |  | 2 | Shutdown | #N/A | #N/A | #N/A | #N/A | #N/A | #N/A | #N/A | #N/A | #N/A | -42.43% | -42.56% | -50.78% | -51.34% | -35.76% | -41.38% | -42.56% | -51.34% | -41.38%
33 | 995 | 41.6446 | -87.1232 | 603.5 | 293.9294 | 158623.39 | 3% | 13.438 | 33.12 | 5.6492 | 40474374.9767 | 53 | IN | Porter | Chesterton | Northern Indiana Public Service Co. | Bailly | Bailly | 1 | 2018 | 1 |  | #N/A | #N/A | #N/A | #N/A | #N/A | #N/A | #N/A | #N/A | #N/A | 61.64% | 224.8% | 43.57% | 224.8% | 58.5% | 224.8% | 61.64% | 43.57% | 58.5%
34 | 1001 | 39.9234 | -87.4274 | 1062 | 45.5892 | 6077717.5 | 65% | 11.495 | 28.33 | 5.5988 | 70868797.8767 | 37 | IN | Vermillion | Cayuga | Duke Energy Indiana, Inc. | Cayuga | Cayuga | 0 |  | 1 |  | -11.64% | 0.5243% | -23.09% | -14.84% | 3.953% | 2.585% | -11.64% | -23.09% | 2.585% | -16.58% | -5.089% | -27.39% | -19.6% | -1.852% | -3.144% | -16.58% | -27.39% | -3.144%
35 | 1004 | 38.8071 | -87.2472 | 804.5 | 58.2969 | 2783328.91 | 39% | 13.559 | 33.42 | 5.5752 | 53722984.6438 | 40 | IN | Knox | Edwardsport | Duke Energy Indiana, Inc. | Edwardsport | Edwardsport | 0 |  | 1 |  | -26.04% | -22.85% | -36.11% | -34.64% | -14.02% | -21.27% | -26.04% | -36.11% | -21.27% | -45.47% | -43.11% | -52.89% | -51.81% | -36.6% | -41.94% | -45.47% | -52.89% | -41.94%
36 | 1008 | 38.2637 | -85.8381 | 300 | 115.5443 | 264114.22 | 10% | 13.778 | 33.96 | 5.6246 | 20062020.1952 | 59 | IN | Floyd | New Albany | Duke Energy Indiana, Inc. | Gallagher | Gallagher | 0 | 2022 | 1 |  | -43.46% | -61.52% | -55.12% | -67.41% | -40.5% | -60.73% | -61.52% | -67.41% | -60.73% | -43.51% | -61.55% | -55.15% | -67.43% | -40.55% | -60.77% | -61.55% | -67.43% | -60.77%
37 | 1012 | 37.909 | -87.3247 | 368.9 | 47.7374 | 1882022.3 | 58% | 11.796 | 29.07 | 5.6095 | 24575282.7872 | 54 | IN | Warrick | Newburgh | Southern Indiana Gas & Electric Co. | Culley | Culley | 0 | 2024 | 1 |  | -25.68% | -10.8% | -21.55% | -24.43% | 5.633% | -8.97% | -25.68% | -24.43% | -8.97% | -35.46% | -22.54% | -31.87% | -34.38% | -8.274% | -20.95% | -35.46% | -34.38% | -20.95%
38 | 1073 | 41.9437 | -91.6387 | 213.4 | 177.0826 | 89014.274 | 5% | 14.07 | 21.05 | 3.4476 | 13582240.143 | 45 | IA | Linn | Cedar Rapids | Interstate Power & Light Co. | Prairie Creek | Prairie Creek | 0 |  | 1 |  | -85.32% | -73.29% | -82.91% | -77.37% | -81.02% | -72.74% | -85.32% | -82.91% | -81.02% | -57.12% | -22% | -50.1% | -33.92% | -44.56% | -20.4% | -57.12% | -50.1% | -44.56%
39 | 1081 | 41.5404 | -90.4478 | 0 | 70.55 | 0 | 15% | 12.637 | 18.91 | 3.3936 | 0 | 72 | IA | Scott | Bettendorf | MidAmerican Energy Co. | Riverside (MIDAM) (26336) | Riverside (MIDAM) |  |  | 2 | Shutdown | #N/A | #N/A | #N/A | #N/A | #N/A | #N/A | #N/A | #N/A | #N/A | -55.9% | -34.2% | -60.45% | -44.26% | -45.37% | -32.86% | -55.9% | -60.45% | -45.37%
40 | 1091 | 42.3258 | -96.3814 | 584.1 | 37.6364 | 2263981.953 | 44% | 11.915 | 17.83 | 3.3938 | 37157709.4073 | 47 | IA | Woodbury | Sioux City | MidAmerican Energy Co. | George Neal North | George Neal North | 0 |  | 1 |  | -21.42% | 18.42% | -28.78% | 0.3186% | -1.533% | 20.85% | -21.42% | -28.78% | -1.533% | -51.86% | -27.45% | -56.37% | -38.54% | -39.68% | -25.96% | -51.86% | -56.37% | -39.68%
41 | 1104 | 40.7419 | -91.1177 | 212 | 37.0925 | 1186357.8 | 64% | 14.977 | 22.41 | 3.3658 | 13425681.2269 | 37 | IA | Des Moines | Burlington | Interstate Power & Light Co. | Burlington | Burlington (IPL) | 0 |  | 1 |  | -21.18% | 24.53% | -11.63% | 5.497% | -0.9677% | 27.09% | -21.18% | -11.63% | -0.9677% | -35.56% | 1.812% | -27.75% | -13.75% | -19.04% | 3.898% | -35.56% | -27.75% | -19.04%
42 | 1122 | 42.0254 | -93.6079 | 0 | 49.51 | 0 | 28% | 13.54 | 20.26 | 3.3832 | 0 | 61 | IA | Story | Ames | Ames Municipal Electric System | Ames Electric Services | Ames Electric Services Power Plant |  |  | 4 | Converted to gas | #N/A | #N/A | #N/A | #N/A | #N/A | #N/A | #N/A | #N/A | #N/A | -47.02% | -4.75% | -37.6% | -19.31% | -31.66% | -2.798% | -47.02% | -37.6% | -31.66%
43 | 1167 | 41.3893 | -91.0577 | 293.5 | 40.8943 | 881432.592 | 34% | 10.949 | 16.38 | 3.4083 | 18603529.9967 | 46 | IA | Muscatine | Muscatine | Muscatine Power & Water | Muscatine | Muscatine (MPW) | 0 |  | 1 |  | -18.29% | 11.47% | -27.21% | -5.572% | -0.317% | 13.75% | -18.29% | -27.21% | -0.317% | -19.9% | 9.277% | -28.64% | -7.427% | -2.276% | 11.52% | -19.9% | -28.64% | -2.276%
44 | 1241 | 38.3481 | -94.6429 | 1578 | 37.6853 | 5482825.15 | 40% | 10.548 | 15.95 | 3.4544 | 100230919.2786 | 43 | KS | Linn | La Cygne | Kansas City Power & Light Co. | Lacygne | Lacygne | 0 |  | 1 |  | -2.608% | 12.38% | -14.29% | -4.802% | 16.59% | 14.68% | -2.608% | -14.29% | 14.68% | 13.59% | 31.07% | -0.0302% | 11.03% | 35.98% | 33.75% | 13.59% | -0.0302% | 33.75%
45 | 1294 | 39.0863 | -94.6517 | 0 | #DIV/0! | 0 | #DIV/0! | 13.134 | 19.86 | 3.4459 | 0 | 60 | KS | Wyandotte | Kansas City | Kansas City Board of Public Utilities | Kaw | Kaw | 0 | #N/A | 4 | Converted to gas and fuel oil | #N/A | #N/A | #N/A | #N/A | #N/A | #N/A | #N/A | #N/A | #N/A | 0.5739% | 6.034% | -12.97% | -10.17% | 13.56% | 8.207% | 0.5739% | -12.97% | 8.207%
46 | 1356 | 38.7487 | -85.0374 | 2225.9 | 41.2889 | 11254223.82 | 58% | 10.782 | 24.24 | 5.1027 | 134445441.7984 | 39 | KY | Carroll | Ghent | Kentucky Utilities Co. | Ghent | Ghent | 0 |  | 1 |  | 23.96% | 3.297% | 4.986% | -12.49% | 36.24% | 5.414% | 3.297% | -12.49% | 5.414% | 24.28% | 3.562% | 5.256% | -12.27% | 36.59% | 5.685% | 3.562% | -12.27% | 5.685%
47 | 1364 | 38.0518 | -85.91 | 1717.2 | 40.9615 | 8607616.3 | 57% | 10.627 | 23.89 | 5.1333 | 102759776.998 | 41 | KY | Jefferson | Louisville | Louisville Gas & Electric Co. | Mill Creek | Mill Creek (LGEC) | 0 |  | 1 |  | 31.08% | 2.938% | 10.55% | -12.8% | 42.83% | 5.048% | 2.938% | -12.8% | 5.048% | 26.46% | -0.6932% | 6.646% | -15.87% | 37.79% | 1.342% | -0.6932% | -15.87% | 1.342%
48 | 1374 | 37.7946 | -87.0608 | 445.3 | 42.7351 | 2201432.7 | 56% | 11.314 | 25.43 | 5.1214 | 26821499.229 | 49 | KY | Daviess | Owensboro | Owensboro Municipal Utilities | Smith (Elmer Smith Power Plant) (OMU) | Smith (OMU) | 0 |  | 1 |  | -1.413% | -2.856% | -14.62% | -17.71% | 15.07% | -0.8645% | -2.856% | -17.71% | -0.8645% | -7.337% | -8.693% | -19.75% | -22.65% | 8.157% | -6.821% | -8.693% | -22.65% | -6.821%
49 | 1379 | 37.1533 | -88.7786 | 1575 | 45.6934 | 6276370.2 | 45% | 11.35 | 25.51 | 5.0689 | 94864086.0905 | 64 | KY | Mccracken | West Paducah | Tennessee Valley Authority | Shawnee | Shawnee (TVA) | 0 |  | 1 |  | -8.275% | -10.04% | -20.52% | -23.79% | 7.158% | -8.199% | -10.04% | -23.79% | -8.199% | -7.982% | -9.756% | -20.26% | -23.55% | 7.501% | -7.906% | -9.756% | -23.55% | -7.906%
50 | 1383 | 37.6449 | -87.5033 | 96 | 70.43 | 0 | 20% | 13.787 | 30.99 | 5.1199 | 5802083.9342 | 47 | KY | Webster | Sebree | Big Rivers Electric Corp. | Reid | Robert Reid |  |  | 2 | Shutdown | #N/A | #N/A | #N/A | #N/A | #N/A | #N/A | #N/A | #N/A | #N/A | -25.93% | -10.69% | -21.05% | -24.34% | -10.27% | -8.859% | -25.93% | -24.34% | -10.27%
51 | 1552 | 39.3236 | -76.3651 | 399.8 | 196.2186 | 208709.242 | 6% | 13.873 | 47.52 | 7.7547 | 29416307.1799 | 54 | MD | Baltimore | Chase | Middle River Power II LLC | CP Crane | C. P. Crane (13942) | 1 | 2018 | 1 |  | #N/A | #N/A | #N/A | #N/A | #N/A | #N/A | #N/A | #N/A | #N/A | -57.01% | -70.4% | -65.77% | -74.92% | -54.56% | -69.79% | -70.4% | -74.92% | -69.79%
52 | 1554 | 39.1777 | -76.5276 | 495 | 137.5828 | 407219.55 | 9% | 11.919 | 40.83 | 7.8251 | 36213070.6993 | 54 | MD | Anne Arundel | Baltimore | Talen Energy Corp | Herbert A Wagner | Herbert A Wagner (13946) | 0 | 2020 | 1 |  | -52.7% | -68.03% | -62.35% | -72.91% | -50.09% | -67.37% | -68.03% | -72.91% | -67.37% | -39.88% | -59.37% | -52.15% | -65.58% | -36.57% | -58.53% | -59.37% | -65.58% | -58.53%
53 | 1573 | 38.3596 | -76.9757 | 1252 | 97.5672 | 2503472 | 23% | 15.636 | 53.56 | 7.8195 | 90594965.4642 | 47 | MD | Charles | Newburg | NRG Energy, Inc. | Morgantown | Morgantown | 0 |  | 1 |  | 53.93% | 108.1% | 23.38% | 108.1% | 36.65% | 108.1% | 53.93% | 23.38% | 36.65% | 71.76% | 132.2% | 37.67% | 132.2% | 52.47% | 132.2% | 71.76% | 37.67% | 52.47%
54 | 1733 | 41.8908 | -83.3454 | 3279.6 | 40.9325 | 16430798.93 | 57% | 11.304 | 23.59 | 4.7427 | 207024668.6353 | 47 | MI | Monroe | Monroe | DTE Electric Co. | Monroe | Monroe (DETED) | 0 |  | 1 |  | -16.42% | 7.714% | -25.78% | -8.751% | 1.468% | 9.922% | -16.42% | -25.78% | 1.468% | -22.98% | -0.7411% | -31.61% | -15.91% | -6.497% | 1.294% | -22.98% | -31.61% | -6.497%
55 | 1743 | 42.7633 | -82.4715 | 1378.3 | 51.1267 | 4438736.37 | 37% | 12.845 | 26.81 | 4.6884 | 87124589.2738 | 57 | MI | St. Clair | East China | DTE Electric Co. | St. Clair | St. Clair Coal | 0 |  | 1 |  | -38.86% | -6.32% | -45.03% | -20.64% | -24.34% | -4.4% | -38.86% | -45.03% | -24.34% | -46.44% | -17.93% | -51.84% | -30.47% | -33.71% | -16.24% | -46.44% | -51.84% | -33.71%
56 | 1831 | 42.7189 | -84.5577 | 240 | 71.4777 | 382672.47 | 18% | 12.876 | 26.88 | 4.748 | 15249419.6994 | 56 | MI | Ingham | Lansing | Lansing Board of Water & Light | Eckert | Eckert | 0 | 2020 | 1 |  | -52.82% | -32.38% | -58.15% | -42.72% | -42.55% | -31% | -52.82% | -58.15% | -42.55% | -57.77% | -39.48% | -62.55% | -48.73% | -48.58% | -38.24% | -57.77% | -62.55% | -48.58%
57 | 1832 | 42.6923 | -84.657 | 154.7 | 38.6867 | 869587.2 | 64% | 10.884 | 22.72 | 4.7357 | 9766365.2376 | 45 | MI | Eaton | Lansing | Lansing Board of Water & Light | Erickson | Erickson | 0 | 2025 | 3 | Inconsistent data. Used VCE generation data | -15.29% | 24.56% | -24.34% | 5.518% | 3.769% | 27.11% | -15.29% | -24.34% | 3.769% | -15.47% | 24.3% | -24.5% | 5.296% | 3.55% | 26.84% | -15.47% | -24.5% | 3.55%
58 | 1893 | 47.2623 | -93.6531 | 1072.5 | 34.9342 | 7265161.2 | 77% | 10.858 | 20.68 | 4.3419 | 72014237.1214 | 49 | MN | Itasca | Cohasset | Minnesota Power, Inc. | Clay Boswell | Clay Boswell Energy Center | 0 | 2018 | 1 |  | 4.246% | 46.63% | -8.44% | 24.22% | 24.99% | 49.64% | 4.246% | -8.44% | 24.99% | N/A | N/A | N/A | N/A | N/A | N/A | N/A | N/A | N/A
59 | 1915 | 45.0301 | -92.7789 | 598.4 | 38.1668 | 2692464.3 | 51% | 9.969 | 18.99 | 4.3595 | 39895019.5748 | 50 | MN | Washington | Bayport | Northern States Power Co. | Allen S King | King | 0 |  | 1 |  | -13.5% | 32.5% | -5.546% | 12.25% | 5.795% | 35.22% | -13.5% | -5.546% | 5.795% | N/A | N/A | N/A | N/A | N/A | N/A | N/A | N/A | N/A
60 | 1943 | 46.2903 | -96.043 | 129.4 | 56.352 | 287086.5 | 25% | 11.431 | 21.78 | 4.3469 | 8677196.6981 | 78 | MN | Otter Tail | Fergus Falls | Otter Tail Power Co. | Hoot Lake [29243] | Hoot Lake | 0 | 2021 | 3 | Inconsistent data. Used VCE generation data | -50.97% | -12.68% | -55.1% | -26.03% | -37.57% | -10.89% | -50.97% | -55.1% | -37.57% | N/A | N/A | N/A | N/A | N/A | N/A | N/A | N/A | N/A
61 | 2049 | 30.4394 | -89.026 | 0 | 113.89 | 0 | 8% | 12.939 | 23.88 | 4.1793 | 0 | 53 | MS | Harrison | Gulfport | Mississippi Power Co. | Jack Watson | Jack Watson |  |  | 2 | Shutdown | #N/A | #N/A | #N/A | #N/A | #N/A | #N/A | #N/A | #N/A | #N/A | -35.73% | -68.95% | -49.38% | -73.7% | -33.24% | -68.31% | -68.95% | -73.7% | -68.31%
62 | 2076 | 37.3613 | -94.5887 | 212.8 | 37.8256 | 837876.609 | 45% | 10.63 | 17.91 | 3.8087 | 13495558.9681 | 40 | MO | Jasper | Asbury | Empire District Electric Co. | Asbury [19314] | Asbury | 0 |  | 1 |  | -21.95% | 11.46% | -29.25% | -5.579% | -2.163% | 13.74% | -21.95% | -29.25% | -2.163% | -16% | 19.96% | -23.85% | 1.619% | 5.296% | 22.41% | -16% | -23.85% | 5.296%
63 | 2079 | 39.1307 | -94.4778 | 594.3 | 37.18 | 2763376.9 | 53% | 11.674 | 19.67 | 3.8394 | 37777064.3776 | 43 | MO | Jackson | Kansas City | Kansas City Power & Light Co. | Hawthorn | Hawthorn | 0 |  | 1 |  | 26.53% | 16.78% | 2.619% | -1.073% | 38.59% | 19.17% | 16.78% | -1.073% | 19.17% | -4.668% | -12.02% | -22.69% | -25.47% | 4.417% | -10.22% | -12.02% | -25.47% | -10.22%
64 | 2080 | 38.3109 | -93.9345 | 376 | 83.3917 | 414398.49 | 13% | 12.771 | 21.52 | 3.822 | 24055716.7498 | 57 | MO | Henry | Clinton | Kansas City Power & Light Co. | Montrose | Montrose | 0 | 2018 | 1 |  | -58% | -49.13% | -62.82% | -56.91% | -49.26% | -48.09% | -58% | -62.82% | -49.26% | -54.54% | -44.94% | -59.75% | -53.36% | -45.07% | -43.81% | -54.54% | -59.75% | -45.07%
65 | 2094 | 39.1787 | -94.1842 | 469 | 53.1305 | 964276.46 | 23% | 11.011 | 18.56 | 3.8286 | 29643664.0015 | 54 | MO | Jackson | Sibley | Kansas City Power & Light Co. | Sibley | Sibley (UTIL) | 0 | 2018 | 1 |  | -40.88% | -18.85% | -35.35% | -31.26% | -26.91% | -17.19% | -40.88% | -35.35% | -26.91% | -33.65% | -8.926% | -27.44% | -22.85% | -17.97% | -7.059% | -33.65% | -27.44% | -17.97%
66 | 2167 | 36.5147 | -89.5617 | 1300 | 31.0506 | 7898573.5 | 69% | 9.934 | 16.74 | 3.8279 | 82798414.7604 | 44 | MO | New Madrid | New Madrid | Associated Electric Coop, Inc. | New Madrid | New Madrid - ASEC (13653) | 0 |  | 1 |  | 27.05% | 38.07% | 10.86% | 16.96% | 50.04% | 40.9% | 27.05% | 10.86% | 40.9% | 14.39% | 24.3% | -0.1943% | 5.303% | 35.09% | 26.85% | 14.39% | -0.1943% | 26.85%
67 | 2168 | 39.5525 | -92.6371 | 1181.7 | 30.202 | 7794220.9 | 75% | 9.951 | 16.77 | 3.8206 | 74913196.7892 | 44 | MO | Randolph | Clifton Hill | Associated Electric Coop, Inc. | Thomas Hill | Thomas Hill (13654) | 0 |  | 1 |  | 1.959% | 46.58% | -8.137% | 24.17% | 26.6% | 49.59% | 1.959% | -8.137% | 26.6% | -8.782% | 31.14% | -17.81% | 11.09% | 13.26% | 33.83% | -8.782% | -17.81% | 13.26%
68 | 2240 | 41.4278 | -96.462 | 130 | 39.9454 | 387457.2 | 34% | 13.233 | 15.76 | 2.7308 | 8312716.7737 | 38 | NE | Dodge | Fremont | Fremont Dept. of Utilities | Wright | Wright (FRE) | 0 |  | 3 | Inconsistent data. Used VCE generation data | -29.42% | 9.114% | -35.56% | -7.565% | -10.56% | 11.35% | -29.42% | -35.56% | -10.56% | -39.11% | -5.861% | -44.41% | -20.25% | -22.84% | -3.931% | -39.11% | -44.41% | -22.84%
69 | 2277 | 40.5593 | -96.784 | 228.7 | 32.5953 | 902934.88 | 45% | 11.633 | 13.85 | 2.7295 | 14461226.2945 | 55 | NE | Lancaster | Hallam | Nebraska Public Power District | Sheldon | Sheldon (NPPD) | 0 |  | 1 |  | -36.05% | 30.16% | -38.42% | 10.26% | -12.15% | 32.83% | -36.05% | -38.42% | -12.15% | -60.48% | -19.56% | -61.94% | -31.86% | -45.71% | -17.91% | -60.48% | -61.94% | -45.71%
70 | 2291 | 41.3294 | -95.9466 | 353.6 | 28.2512 | 1740990.5 | 56% | 10.715 | 12.76 | 2.7058 | 22259337.2385 | 57 | NE | Douglas | Omaha | Omaha Public Power District | North Omaha | North Omaha | 0 |  | 1 |  | 12.35% | 56.83% | 0.4801% | 32.86% | 38.58% | 60.05% | 12.35% | 0.4801% | 38.58% | -16.65% | 16.35% | -25.46% | -1.437% | 2.808% | 18.73% | -16.65% | -25.46% | 2.808%
71 | 2364 | 43.1411 | -71.4675 | 459.2 | 136.2261 | 548155.02 | 14% | 13.682 | 69.53 | 11.4663 | 30274472.4611 | 54 | NH | Merrimack | Bow | PSC of New Hampshire | Merrimack | Merrimack | 0 |  | 1 |  | -45.3% | -65.56% | -56.9% | -70.82% | -43.22% | -64.85% | -65.56% | -70.82% | -64.85% | N/A | N/A | N/A | N/A | N/A | N/A | N/A | N/A | N/A
72 | 2367 | 43.0973 | -70.7839 | 100 | 170.2972 | 88195.182 | 10% | 16.32 | 82.94 | 11.5521 | 6685643.6787 | 59 | NH | Rockingham | Portsmouth | PSC of New Hampshire | Schiller Stn | Schiller Station | 0 |  | 1 |  | -65.9% | -72.74% | -72.49% | -76.91% | -63.33% | -72.18% | -72.74% | -76.91% | -72.18% | N/A | N/A | N/A | N/A | N/A | N/A | N/A | N/A | N/A
73 | 2442 | 36.6894 | -108.4804 | 1636.2 | 37.2929 | 7465765.2 | 52% | 10.102 | 19.15 | 4.3125 | 103254769.6754 | 52 | NM | San Juan | Fruitland | Arizona Public Service Co. | Four Corners | Four Corners (AZPS) | 0 | 2031 | 1 |  | 169.9% | -3.488% | 118.8% | -18.24% | 183.3% | -1.51% | -3.488% | -18.24% | -1.51% | 134% | -16.33% | 89.72% | -29.12% | 145.6% | -14.62% | -16.33% | -29.12% | -14.62%
74 | 2451 | 36.8021 | -108.4381 | 924 | 38.0917 | 4655755.6 | 57% | 11.142 | 21.12 | 4.3217 | 58895291.8247 | 41 | NM | San Juan | Waterflow | Public Service Co. of New Mexico | San Juan Generating Station (PNM) | San Juan Generating Station (PNM) | 0 |  | 1 |  | 150.5% | -1.946% | 103.2% | -16.93% | 163% | 0.0642% | -1.946% | -16.93% | 0.0642% | 151.7% | -1.471% | 104.1% | -16.53% | 164.3% | 0.5487% | -1.471% | -16.53% | 0.5487%
75 | 2527 | 42.6792 | -76.9483 | 0 | 71.4 | 0 | 40.63% | 11.1408 | 42.99 | 8.7035 | 0 | 73 | NY | Yates | Dresden | Atlas Holdings LLC | AES Greenidge | AES Greenidge |  |  | 2 | Shutdown | #N/A | #N/A | #N/A | #N/A | #N/A | #N/A | #N/A | #N/A | #N/A | -43.45% | -32.01% | -41.66% | -42.41% | -33.49% | -30.62% | -43.45% | -42.41% | -33.49%
76 | 2535 | 42.6027 | -76.6353 | 322.5 | 296.2363 | 93246.321 | 3% | 11.321 | 43.69 | 8.7968 | 22728744.1587 | 57 | NY | Tompkins | Lansing | Upstate New York Power Producers | AES Cayuga | Cayuga Station | 0 |  | 1 |  | -82.32% | -84.03% | -85.02% | -86.47% | -80.07% | -83.7% | -84.03% | -86.47% | -83.7% | -43.3% | -48.76% | -51.95% | -56.59% | -36.06% | -47.71% | -48.76% | -56.59% | -47.71%
77 | 2554 | 42.4917 | -79.3477 | 627.2 | #DIV/0! | 0 | 0% | 11.379 | 43.91 | 8.8026 | 44320450.0055 | 48 | NY | Chautauqua | Dunkirk | NRG Energy, Inc. | Dunkirk | Dunkirk (NRG) | 0 |  | 2 | Shutdown | #N/A | #N/A | #N/A | #N/A | #N/A | #N/A | #N/A | #N/A | #N/A | 34.2% | 180.7% | 10.58% | 180.7% | 22.08% | 180.7% | 34.2% | 10.58% | 22.08%
78 | 2706 | 35.4711 | -82.5422 | 413.6 | 78.5845 | 1232330.4 | 34% | 12.811 | 48.8 | 8.653 | 26040996.4732 | 36 | NC | Buncombe | Arden | Duke Energy Progress | Asheville (Lake Julian) | Asheville (Lake Julian) | 0 | 2019 | 1 |  | -31.46% | -52.66% | -42.22% | -59.9% | -23.02% | -51.69% | -52.66% | -59.9% | -51.69% | -43.63% | -61.07% | -52.48% | -67.02% | -36.69% | -60.27% | -61.07% | -67.02% | -60.27%
79 | 2712 | 36.4842 | -79.0717 | 2558.2 | 77.1132 | 5887895.3 | 26% | 10.747 | 40.94 | 8.6557 | 162020451.8066 | 45 | NC | Person | Roxboro | Duke Energy Progress | Roxboro | Roxboro (CPLC) | 0 |  | 1 |  | -17.14% | -50.64% | -34.57% | -58.18% | -13.13% | -49.63% | -50.64% | -58.18% | -49.63% | -8.329% | -45.39% | -27.61% | -53.74% | -3.891% | -44.27% | -45.39% | -53.74% | -44.27%
80 | 2718 | 35.1902 | -81.008 | 1148.4 | 141.6649 | 814285.26 | 8% | 11.442 | 43.59 | 8.6872 | 72787104.0143 | 59 | NC | Gaston | Belmont | Duke Energy Carolinas, LLC | Allen | Allen (DUPC) | 0 |  | 1 |  | -41.87% | -73.88% | -54.81% | -77.87% | -40.69% | -73.35% | -73.88% | -77.87% | -73.35% | -23.69% | -65.71% | -40.68% | -70.95% | -22.14% | -65.01% | -65.71% | -70.95% | -65.01%
81 | 2721 | 35.2172 | -81.7623 | 1530.5 | 64.1925 | 5523858.8 | 41% | 9.951 | 37.91 | 8.6663 | 97309398.0345 | 42 | NC | Rutherford | Cliffside | Duke Energy Carolinas, LLC | Cliffside | James E. Rogers Energy Complex (Cliffside) | 0 |  | 1 |  | 23.37% | -42.78% | -2.186% | -51.53% | 28.49% | -41.61% | -42.78% | -51.53% | -41.61% | 1.492% | -52.93% | -19.53% | -60.12% | 5.706% | -51.96% | -52.93% | -60.12% | -51.96%
82 | 2727 | 35.5977 | -80.9644 | 2119 | 59.6285 | 8466514.4 | 46% | 9.216 | 35.11 | 8.5862 | 134890730.6461 | 51 | NC | Catawba | Terrell | Duke Energy Carolinas, LLC | Marshall | Marshall (DUPC) | 0 |  | 1 |  | 29.19% | -39.86% | 2.486% | -49.05% | 34.79% | -38.63% | -39.86% | -49.05% | -38.63% | 29.48% | -39.73% | 2.711% | -48.94% | 35.09% | -38.49% | -39.73% | -48.94% | -38.49%
83 | 2790 | 46.8668 | -100.8837 | 115 | 35.8445 | 497302.95 | 49% | 18.004 | 19.43 | 2.4528 | 6943189.1199 | 34 | ND | Morton | Mandan | Montana Dakota Utilities Co. | Heskett | R M Heskett | 0 |  | 1 |  | -8.244% | 27.52% | -18.09% | 8.029% | 12.31% | 30.14% | -8.244% | -18.09% | 12.31% | N/A | N/A | N/A | N/A | N/A | N/A | N/A | N/A | N/A
84 | 2823 | 47.0661 | -101.2145 | 734 | 23.9674 | 4891789.3 | 76% | 11.605 | 12.52 | 2.4539 | 43994742.5203 | 45 | ND | Oliver | Center | Minnkota Power Coop, Inc. | Young | Young | 0 |  | 1 |  | 9.229% | 91.19% | 0.9124% | 61.96% | 40.95% | 95.11% | 9.229% | 0.9124% | 40.95% | N/A | N/A | N/A | N/A | N/A | N/A | N/A | N/A | N/A
85 | 2828 | 40.2417 | -80.6577 | 1880.4 | 42.1181 | 10000462 | 61% | 9.926 | 24.07 | 5.5111 | 125375902.7859 | 46 | OH | Jefferson | Brilliant | Cardinal Operating Co. | Cardinal | Cardinal | 0 |  | 1 |  | 20.45% | 9.009% | 2.096% | -7.654% | 32.63% | 11.24% | 9.009% | -7.654% | 11.24% | 10.84% | 0.3141% | -6.048% | -15.02% | 22.05% | 2.37% | 0.3141% | -15.02% | 2.37%
86 | 2832 | 39.113 | -84.8033 | 1114.8 | 52.9525 | 5394007.5 | 55% | 13.925 | 33.77 | 5.5015 | 73795337.0948 | 60 | OH | Hamilton | North Bend | Dynegy Energy Services, Inc. | Miami Fort | Miami Fort | 0 |  | 1 |  | 20.98% | -13.75% | -3.431% | -26.93% | 28.11% | -11.98% | -13.75% | -26.93% | -11.98% | 21.73% | -13.21% | -2.833% | -26.48% | 28.91% | -11.43% | -13.21% | -26.48% | -11.43%
87 | 2836 | 41.5045 | -82.0548 | 680 | 77.8526 | 1056113 | 18% | 12.126 | 29.41 | 5.4696 | 45384391.3318 | 69 | OH | Lorain | Avon Lake | NRG Energy, Inc. | Avon Lake | Avon Lake | 0 |  | 1 |  | -59.11% | -41.49% | -63.33% | -50.44% | -49.6% | -40.29% | -59.11% | -63.33% | -49.6% | -64.33% | -48.97% | -68.02% | -56.77% | -56.04% | -47.92% | -64.33% | -68.02% | -56.04%
88 | 2840 | 40.1859 | -81.879 | 1729.3 | 59.8416 | 4110469.5 | 27% | 10.842 | 26.29 | 5.5074 | 115274538.3007 | 51 | OH | Coshocton | Conesville | AEP Generating Co. | Conesville | Conesville | 0 |  | 1 |  | -12.2% | -22.56% | -28.68% | -34.4% | -4.39% | -20.97% | -22.56% | -34.4% | -20.97% | 3.375% | -8.815% | -16.02% | -22.75% | 12.58% | -6.946% | -8.815% | -22.75% | -6.946%
89 | 2866 | 40.5315 | -80.6313 | 2455.6 | 68.2759 | 4736391.98 | 22% | 11.568 | 28.05 | 5.4679 | 164627503.1146 | 53 | OH | Jefferson | Stratton | FirstEnergy Generation | Sammis | Sammis | 0 | 2020 | 1 |  | -36.09% | -32.6% | -45.01% | -42.9% | -25.84% | -31.21% | -36.09% | -45.01% | -31.21% | -20.22% | -15.86% | -31.36% | -28.72% | -7.434% | -14.14% | -20.22% | -31.36% | -14.14%
90 | 2876 | 38.916 | -82.1279 | 1086.5 | 44.4507 | 5792908.9 | 61% | 10.899 | 26.43 | 5.526 | 72380965.2835 | 63 | OH | Gallia | Cheshire | Ohio Valley Electric Corp. | Kyger Creek | Kyger Creek | 0 |  | 1 |  | 59.59% | 1.138% | 25.1% | -14.32% | 65.26% | 3.211% | 1.138% | -14.32% | 3.211% | 45.22% | -7.966% | 13.84% | -22.03% | 50.38% | -6.079% | -7.966% | -22.03% | -6.079%
91 | 2878 | 41.6926 | -83.4378 | 150.5 | 46.7306 | 888872.4 | 67% | 12.306 | 29.84 | 5.4929 | 10131116.77 | 41 | OH | Lucas | Toledo | FirstEnergy Generation | Bay Shore | Bay Shore | 0 |  | 3 | Inconsistent data. Used VCE generation data | -18.25% | -3.106% | -28.4% | -17.92% | -2.883% | -1.12% | -18.25% | -28.4% | -2.883% | -20.47% | -5.734% | -30.35% | -20.14% | -5.518% | -3.802% | -20.47% | -30.35% | -5.518%
92 | 2917 | 39.41 | -84.5543 | 0 | 55.41 | 0 | 40.63% | 12.857 | 31.18 | 5.4402 | 0 | 66 | OH | Butler | Hamilton | Hamilton Dept. of Public Utilities | Hamilton | Hamilton (HAMI) |  |  | 2 | Shutdown | #N/A | #N/A | #N/A | #N/A | #N/A | #N/A | #N/A | #N/A | #N/A | 0.7701% | -17.41% | -18.45% | -30.04% | 8.941% | -15.72% | -17.41% | -30.04% | -15.72%
93 | 2952 | 35.762 | -95.288 | 1716 | 49.6922 | 3806289.3 | 25% | 11.432 | 18.85 | 3.7631 | 103070853.5341 | 64 | OK | Muskogee | Fort Gibson | Oklahoma Gas & Electric Co. (OG&E) | Muskogee Power Plant | Muskogee | 0 |  | 1 |  | -33.82% | -19.41% | -28% | -31.73% | -18.99% | -17.75% | -33.82% | -31.73% | -18.99% | -24.22% | -7.725% | -17.57% | -21.83% | -7.243% | -5.834% | -24.22% | -21.83% | -7.243%
94 | 3118 | 40.3843 | -79.0607 | 1872 | 38.0269 | 11423932.47 | 70% | 10.598 | 21.89 | 4.707 | 130574622.4525 | 48 | PA | Indiana | New Florence | NRG Energy, Inc. | Conemaugh | Conemaugh | 0 |  | 1 |  | 90.48% | 30.61% | 49.63% | 10.65% | 97.44% | 33.29% | 30.61% | 10.65% | 33.29% | 67.63% | 14.95% | 31.68% | -2.624% | 73.76% | 17.3% | 14.95% | -2.624% | 17.3%
95 | 3122 | 40.5114 | -79.1933 | 2012 | 53.9681 | 5104344 | 29% | 10.592 | 21.88 | 4.6731 | 139935717.848 | 45 | PA | Indiana | Homer City | NRG Energy, Inc. | Homer City (29921) | Homer City (29921) | 0 |  | 1 |  | 1.646% | -7.802% | -14.44% | -21.9% | 13.88% | -5.912% | -7.802% | -21.9% | -5.912% | 8.085% | -1.961% | -9.018% | -16.95% | 21.09% | 0.0484% | -1.961% | -16.95% | 0.0484%
96 | 3130 | 40.4072 | -79.0341 | 585 | 42.6127 | 2571214.8 | 50% | 10.678 | 22.06 | 4.6899 | 40786750.9762 | 45 | PA | Indiana | Seward | Seward Generation LLC | Seward | Seward | 0 |  | 1 |  | 54.29% | 17.34% | 22.69% | -0.6006% | 62.58% | 19.74% | 17.34% | -0.6006% | 19.74% | 50.35% | 14.34% | 19.56% | -3.137% | 58.43% | 16.69% | 14.34% | -3.137% | 16.69%
97 | 3136 | 40.6603 | -79.3415 | 1872 | 38.9581 | 12416271.63 | 76% | 11.462 | 23.68 | 4.7315 | 130949298.4349 | 51 | PA | Armstrong | Shelocta | NRG Energy, Inc. | Keystone | Keystone | 0 |  | 1 |  | 51.1% | 26.83% | 26.44% | 7.445% | 63.22% | 29.43% | 26.83% | 7.445% | 29.43% | 36.43% | 14.52% | 14.17% | -2.986% | 47.37% | 16.87% | 14.52% | -2.986% | 16.87%
98 | 3297 | 33.8265 | -80.6213 | 771.8 | 65.1996 | 3789826.4 | 56% | 10.29 | 43.27 | 9.5605 | 46876896.6511 | 48 | SC | Richland | Eastover | South Carolina Electric & Gas Co. | Wateree | Wateree (SOCG) | 0 |  | 1 |  | 4.115% | -43.82% | -17.66% | -52.41% | 8.966% | -42.67% | -43.82% | -52.41% | -42.67% | -0.2997% | -46.2% | -21.15% | -54.43% | 4.346% | -45.1% | -46.2% | -54.43% | -45.1%
99 | 3298 | 33.0162 | -79.9285 | 659.7 | 84.4007 | 2945908.29 | 51% | 14.586 | 61.34 | 9.6364 | 39546571.6472 | 46 | SC | Berkeley | Goose Creek | South Carolina Generating Co., Inc. | Williams-ST | Williams-ST | 0 |  | 1 |  | -36.06% | -57.52% | -46.1% | -64.01% | -28.2% | -56.65% | -57.52% | -64.01% | -56.65% | -37.87% | -58.73% | -47.63% | -65.03% | -30.24% | -57.88% | -58.73% | -65.03% | -57.88%
100 | 3393 | 35.0742 | -90.1488 | 990 | 195.9611 | 389576.45 | 4% | 15.07 | 37.64 | 5.6447 | 59479123.2203 | 30 | TN | Shelby | Memphis | Tennessee Valley Authority | TH Allen Fossil | T H Allen Fossil (TVA) (34370) | 1 | 2018 | 1 |  | #N/A | #N/A | #N/A | #N/A | #N/A | #N/A | #N/A | #N/A | #N/A | -45.17% | -47.57% | -52.16% | -55.59% | -35.25% | -46.5% | -47.57% | -55.59% | -46.5%
101 | 3396 | 36.0211 | -84.1564 | 950 | 76.4721 | 1390393.6 | 17% | 11.927 | 29.79 | 5.7044 | 56975216.9208 | 51 | TN | Anderson | Clinton | Tennessee Valley Authority | Bull Run | Bull Run (TVA) | 0 |  | 1 |  | 30.55% | -50.37% | 1.3% | -57.95% | 31.97% | -49.35% | -50.37% | -57.95% | -49.35% | 52.84% | -41.89% | 18.6% | -50.78% | 54.5% | -40.7% | -41.89% | -50.78% | -40.7%
102 | 3399 | 36.3906 | -87.653 | 2600 | 46.1551 | 10370387.8 | 46% | 10.16 | 25.38 | 5.6956 | 156380130.3931 | 45 | TN | Stewart | Cumberland City | Tennessee Valley Authority | Cumberland | Cumberland (TVA) | 0 |  | 1 |  | 6.562% | -15.12% | -9.413% | -28.1% | 21.29% | -13.38% | -15.12% | -28.1% | -13.38% | 11.13% | -11.49% | -5.532% | -25.02% | 26.49% | -9.672% | -11.49% | -25.02% | -9.672%
103 | 3403 | 36.3154 | -86.4008 | 1255.2 | 51.8497 | 5127318.5 | 47% | 12.614 | 31.51 | 5.6692 | 75220542.7471 | 40 | TN | Sumner | Gallatin | Tennessee Valley Authority | Gallatin | Gallatin (TVA) | 0 |  | 1 |  | -2.749% | -27.8% | -17.52% | -38.83% | 10.28% | -26.32% | -27.8% | -38.83% | -26.32% | -16.06% | -37.68% | -28.81% | -47.21% | -4.812% | -36.4% | -37.68% | -47.21% | -36.4%
104 | 3470 | 29.478 | -95.6352 | 2736.8 | 30.0976 | 14895707 | 62% | 11.434 | 15.95 | 3.1801 | 163368333.3443 | 48 | TX | Fort Bend | Thompsons | NRG Texas, LLC | Parish | W A Parish | 0 |  | 1 |  | 51.78% | 34.52% | 54.13% | 13.96% | 74.78% | 37.28% | 34.52% | 13.96% | 37.28% | -17.19% | -26.61% | -15.91% | -37.83% | -4.643% | -25.1% | -26.61% | -37.83% | -25.1%
105 | 3797 | 37.3831 | -77.3822 | 1352.9 | 87.7077 | 1879341.6 | 16% | 9.266 | 29.66 | 7.2627 | 95442464.9506 | 50 | VA | Chesterfield | Chester | Dominion Virginia Power | Chesterfield | Chesterfield | 0 |  | 1 |  | -35.03% | -51.27% | -47.86% | -58.72% | -30.4% | -50.28% | -51.27% | -58.72% | -50.28% | 7.063% | -19.7% | -14.08% | -31.97% | 14.7% | -18.05% | -19.7% | -31.97% | -18.05%
106 | 3845 | 46.7561 | -122.8569 | 1459.8 | 41.8855 | 5359265.029 | 42% | 10.33 | 19.53 | 4.2962 | 96784143.9253 | 31 | WA | Lewis | Centralia | TransAlta Energy Corp. | Centralia | Centralia (TRAENE) | 0 | 2020 | 1 |  | 102.5% | 22.96% | 60.34% | 4.168% | 110% | 25.48% | 22.96% | 4.168% | 25.48% | N/A | N/A | N/A | N/A | N/A | N/A | N/A | N/A | N/A
107 | 3943 | 39.7102 | -79.9273 | 1152 | 46.9793 | 5995581.7 | 59% | 10.235 | 28.29 | 6.3122 | 74208091.6545 | 51 | WV | Monongalia | Maidsville | Monongahela Power Co. | Fort Martin | Fort Martin (MONG) | 0 |  | 1 |  | 28.38% | -1.777% | 2.307% | -16.79% | 36.19% | 0.2367% | -1.777% | -16.79% | 0.2367% | 28.78% | -1.474% | 2.623% | -16.53% | 36.61% | 0.5461% | -1.474% | -16.53% | 0.5461%
108 | 3944 | 39.3851 | -80.3298 | 2052 | 44.2997 | 13231653 | 74% | 10.2 | 28.19 | 6.232 | 130697888.4663 | 45 | WV | Harrison | Haywood | Monongahela Power Co. | Harrison | Harrison | 0 |  | 1 |  | 21.3% | 3.575% | -1.342% | -12.26% | 32.06% | 5.698% | 3.575% | -12.26% | 5.698% | 16.45% | -0.5656% | -5.287% | -15.77% | 26.78% | 1.473% | -0.5656% | -15.77% | 1.473%
109 | 3948 | 39.8461 | -80.8184 | 1632.6 | 53.337 | 5473103.3 | 38% | 10.219 | 28.24 | 6.2423 | 103193416.3843 | 47 | WV | Marshall | Moundsville | Kentucky Power Co. | Mitchell | Mitchell (OPC) | 0 |  | 1 |  | 11.64% | -13.73% | -11.25% | -26.92% | 18.25% | -11.97% | -13.73% | -26.92% | -11.97% | 16.82% | -9.731% | -7.128% | -23.53% | 23.73% | -7.881% | -9.731% | -23.53% | -7.881%
110 | 3954 | 39.201 | -79.2653 | 1662.4 | 57.7855 | 5513103.2 | 38% | 11.717 | 32.38 | 6.2938 | 105365021.0973 | 49 | WV | Grant | Mount Storm | Dominion Virginia Power | Mount Storm | Mount Storm (VIEP) | 0 |  | 1 |  | -76.62% | -23.26% | -75.05% | -34.99% | -62.69% | -21.68% | -76.62% | -75.05% | -62.69% | -73.93% | -14.43% | -72.18% | -27.51% | -58.4% | -12.67% | -73.93% | -72.18% | -58.4%
111 | 4050 | 43.7163 | -87.7059 | 764.7 | 41.6597 | 3279943.2 | 49% | 10.595 | 21.48 | 4.5957 | 51114424.8828 | 60 | WI | Sheboygan | Sheboygan | Wisconsin Power & Light Co. | Edgewater | Edgewater (WPL) | 0 | 2018 | 1 |  | -42.74% | 10.94% | -46.25% | -6.021% | -24.29% | 13.21% | -42.74% | -46.25% | -24.29% | -44.52% | 7.484% | -47.92% | -8.946% | -26.65% | 9.688% | -44.52% | -47.92% | -26.65%
112 | 4072 | 44.5406 | -88.0109 | 231.2 | 62.0412 | 463008.82 | 23% | 11.871 | 24.07 | 4.6181 | 15442767.569 | 53 | WI | Brown | Green Bay | Wisconsin Public Service Corp. | Pulliam | Pulliam | 1 | 2018 | 1 |  | #N/A | #N/A | #N/A | #N/A | #N/A | #N/A | #N/A | #N/A | #N/A | N/A | N/A | N/A | N/A | N/A | N/A | N/A | N/A | N/A
113 | 4158 | 42.8385 | -105.7757 | 922.2 | 32.2499 | 4793623.6 | 59% | 11.279 | 16.63 | 3.3532 | 58801864.9888 | 53 | WY | Converse | Glenrock | PacifiCorp. | Johnston | Johnston | 0 |  | 1 |  | 27.75% | 34.47% | 10.91% | 13.92% | 49.7% | 37.23% | 27.75% | 10.91% | 37.23% | 30.17% | 37.02% | 13.01% | 16.07% | 52.53% | 39.82% | 30.17% | 13.01% | 39.82%
114 | 4941 | 36.9039 | -111.3904 | 2409.3 | 40.2112 | 12994358 | 62% | 10.521 | 23.43 | 5.0439 | 152519112.8737 | 43 | AZ | Coconino | Page | Salt River Project | Navajo | Navajo (SRP) | 0 | 2019 | 1 |  | 261.7% | -4.131% | 188.2% | -18.79% | 270.3% | -2.167% | -4.131% | -18.79% | -2.167% | 236.2% | -10.9% | 167.9% | -24.52% | 244.1% | -9.072% | -10.9% | -24.52% | -9.072%
115 | 6002 | 33.6328 | -87.0593 | 2822 | 36.3097 | 18000241 | 73% | 10.112 | 21.99 | 4.928 | 169052048.2896 | 34 | AL | Jefferson | West Jefferson | Alabama Power Co. | Miller | Miller (ALAP) | 0 |  | 1 |  | 132.1% | 3.094% | 80.68% | -12.67% | 136.9% | 5.207% | 3.094% | -12.67% | 5.207% | 121.7% | -1.52% | 72.6% | -16.57% | 126.3% | 0.4992% | -1.52% | -16.57% | 0.4992%
116 | 6009 | 34.4235 | -92.1392 | 1800 | 37.1631 | 8238975 | 52% | 11.114 | 20.03 | 4.0702 | 107625447.9539 | 38 | AR | Jefferson | Redfield | Entergy Arkansas, Inc. | White Bluff | White Bluff | 0 |  | 1 |  | 14.1% | 7.229% | -1.536% | -9.162% | 29.06% | 9.426% | 7.229% | -9.162% | 9.426% | -8.365% | -13.88% | -20.92% | -27.05% | 3.652% | -12.12% | -13.88% | -27.05% | -12.12%
117 | 6016 | 40.467 | -89.9848 | 441 | 34.6535 | 2423361.2 | 63% | 11.638 | 18.78 | 3.7097 | 29477176.5616 | 42 | IL | Fulton | Canton | Dynegy, Inc. | Duck Creek | Duck Creek | 0 |  | 1 |  | 3.529% | 32.62% | -8.625% | 12.35% | 24.49% | 35.34% | 3.529% | -8.625% | 24.49% | -2.524% | 24.86% | -13.97% | 5.777% | 17.21% | 27.42% | -2.524% | -13.97% | 17.21%
118 | 6018 | 38.9042 | -84.8514 | 772 | 46.5114 | 2781366.1 | 41% | 10.899 | 24.5 | 5.1389 | 46928822.8939 | 37 | KY | Boone | Rabbit Hash | Duke Energy Kentucky, Inc. | East Bend | East Bend | 0 |  | 1 |  | 19.25% | -8.538% | -3.501% | -22.52% | 28.97% | -6.664% | -8.538% | -22.52% | -6.664% | 33.82% | 2.639% | 8.293% | -13.05% | 44.73% | 4.743% | 2.639% | -13.05% | 4.743%
119 | 6021 | 40.4628 | -107.5912 | 1427.6 | 32.7957 | 7324631.7 | 59% | 10.186 | 17.21 | 3.8361 | 86060865.2127 | 36 | CO | Moffat | Craig | Tri-State G & T Association, Inc. | Craig | Craig (TSGT) | 0 | 2025 | 1 |  | 221.3% | 24.02% | 159.3% | 5.061% | 236% | 26.56% | 24.02% | 5.061% | 26.56% | 226.1% | 25.89% | 163.2% | 6.643% | 241.1% | 28.47% | 25.89% | 6.643% | 28.47%
120 | 6030 | 47.3785 | -101.1572 | 1209.6 | 22.2692 | 9125463.6 | 86% | 11.04 | 11.91 | 2.4476 | 72196677.9025 | 38 | ND | Mclean | Underwood | Great River Energy | Coal Creek | Coal Creek | 0 |  | 1 |  | 23.99% | 106.8% | 13.57% | 75.23% | 57.91% | 111.1% | 23.99% | 13.57% | 57.91% | N/A | N/A | N/A | N/A | N/A | N/A | N/A | N/A | N/A
121 | 6041 | 38.7001 | -83.8174 | 1608.5 | 41.5409 | 7691212.1 | 55% | 10.586 | 23.8 | 5.11 | 97147226.9089 | 25 | KY | Mason | Maysville | East Kentucky Power Coop, Inc. | Spurlock | Spurlock | 0 |  | 1 |  | 29.56% | 7.62% | 9.237% | -8.83% | 41.72% | 9.827% | 7.62% | -8.83% | 9.827% | 33.39% | 10.8% | 12.47% | -6.135% | 45.91% | 13.07% | 10.8% | -6.135% | 13.07%
122 | 6052 | 33.4133 | -85.0332 | 1904 | 79.5958 | 2795602.2 | 17% | 11.308 | 32.24 | 6.4909 | 114241943.7002 | 40 | GA | Heard | Roopville | Georgia Power Co. | Wansley | Wansley | 0 |  | 1 |  | 2.136% | -53.59% | -20.11% | -60.68% | 4.893% | -52.64% | -53.59% | -60.68% | -52.64% | 26.73% | -42.41% | -0.8667% | -51.22% | 30.15% | -41.23% | -42.41% | -51.22% | -41.23%
123 | 6055 | 30.7284 | -91.3691 | 1276.9 | 48.4872 | 4006697.1 | 36% | 11.177 | 25.14 | 5.1074 | 73081630.2923 | 36 | LA | Pointe Coupee | New Roads | NRG Energy, Inc. | Big Cajun 2 | Big Cajun 2 | 0 |  | 1 |  | 14.93% | -23.25% | -3.388% | -34.98% | 28.48% | -21.68% | -23.25% | -34.98% | -21.68% | 15.4% | -22.93% | -2.988% | -34.71% | 29.01% | -21.36% | -22.93% | -34.71% | -21.36%
124 | 6061 | 31.2177 | -89.3941 | 400 | 228.2878 | 118207.69 | 3% | 11.254 | 20.77 | 4.2134 | 24032143.0363 | 40 | MS | Lamar | Purvis | Cooperative Energy | Morrow (SOMI) (32891) | Morrow (SOMI) | 0 |  | 1 |  | -71.79% | -83.85% | -77.55% | -86.32% | -70.22% | -83.52% | -83.85% | -86.32% | -83.52% | -26.29% | -57.81% | -41.34% | -64.26% | -22.18% | -56.95% | -57.81% | -64.26% | -56.95%
125 | 6064 | 39.171 | -94.6971 | 261 | 41.4761 | 968261.79 | 42% | 13.812 | 20.89 | 3.4337 | 16607988.8936 | 25 | KS | Wyandotte | Kansas City | Kansas City Board of Public Utilities | Nearman Creek | Nearman Creek (KACY) | 0 |  | 1 |  | -14.86% | 3.453% | -24.93% | -12.36% | 2.7% | 5.573% | -14.86% | -24.93% | 2.7% | -45.28% | -33.5% | -51.75% | -43.67% | -33.99% | -32.14% | -45.28% | -51.75% | -33.99%
126 | 6065 | 39.4463 | -94.9798 | 1640 | 33.1065 | 7793751.4 | 54% | 9.505 | 16.02 | 3.8155 | 103430910.629 | 23 | MO | Platte | Weston | Kansas City Power & Light Co. | Iatan | Iatan 1 | 0 |  | 1 |  | -1.125% | 30.04% | 9.115% | 10.16% | 21.15% | 32.7% | -1.125% | 9.115% | 21.15% | 6.232% | 39.71% | 17.23% | 18.36% | 30.17% | 42.58% | 6.232% | 17.23% | 30.17%
127 | 6068 | 39.2869 | -96.1171 | 2160 | 34.7153 | 9483246.9 | 50% | 11.109 | 16.8 | 3.4127 | 137531808.0483 | 38 | KS | Pottawatomie | Belvue | Westar Energy | Jeffrey | Jeffrey Energy Center | 0 |  | 1 |  | -20.46% | 20.76% | -27.14% | 2.301% | 1.3% | 23.24% | -20.46% | -27.14% | 1.3% | -25.5% | 13.1% | -31.77% | -4.188% | -5.126% | 15.42% | -25.5% | -31.77% | -5.126%
128 | 6071 | 38.5846 | -85.4138 | 1400.1 | 40.2297 | 7999440.23 | 65% | 10.939 | 24.59 | 5.1385 | 84003900.3813 | 18 | KY | Trimble | Bedford | Louisville Gas & Electric Co. | Trimble County | Trimble County (LGEC) | 0 |  | 1 |  | 18.87% | 7.321% | 1.324% | -9.085% | 31.96% | 9.52% | 7.321% | -9.085% | 9.52% | -5.31% | -14.51% | -19.29% | -27.58% | 5.119% | -12.76% | -14.51% | -27.58% | -12.76%
129 | 6076 | 45.8822 | -106.6117 | 2272 | 28.4011 | 12641861 | 63% | 10.878 | 14.13 | 2.9565 | 143037622.0424 | 38 | MT | Rosebud | Colstrip | Talen Energy Corp | Colstrip | Colstrip | 0 | 2022 | 1 |  | 38.46% | 56.03% | 20.85% | 32.18% | 63.61% | 59.23% | 38.46% | 20.85% | 59.23% | N/A | N/A | N/A | N/A | N/A | N/A | N/A | N/A | N/A
130 | 6077 | 41.0809 | -101.1408 | 1362.6 | 24.4355 | 8834437.4 | 74% | 10.031 | 11.95 | 2.7036 | 86417454.8187 | 38 | NE | Lincoln | Sutherland | Nebraska Public Power District | Gentleman | Gentleman | 0 |  | 1 |  | 11.52% | 69.05% | 2.364% | 43.21% | 42.49% | 72.51% | 11.52% | 2.364% | 42.49% | -3.728% | 45.93% | -11.64% | 23.62% | 23% | 48.92% | -3.728% | -11.64% | 23%
131 | 6082 | 43.3565 | -78.6034 | 655.1 | 127.8191 | 586195.92 | 10% | 10.793 | 41.65 | 8.7536 | 45380657.3251 | 34 | NY | Niagara | Barker | Upstate New York Power Producers | Somerset (27592) | Somerset | 0 |  | 1 |  | -73.88% | -61.68% | -76.73% | -67.54% | -68.13% | -60.9% | -73.88% | -76.73% | -68.13% | N/A | N/A | N/A | N/A | N/A | N/A | N/A | N/A | N/A
132 | 6085 | 41.2164 | -87.0237 | 1943.4 | 56.6124 | 6708346.6 | 39% | 12.859 | 31.69 | 5.601 | 129614524.586 | 37 | IN | Jasper | Wheatfield | Northern Indiana Public Service Co. | Schahfer | Schahfer | 0 |  | 1 |  | -42.65% | -17.34% | -48.71% | -29.97% | -29.61% | -15.64% | -42.65% | -48.71% | -29.61% | -52.94% | -32.17% | -57.92% | -42.54% | -42.24% | -30.78% | -52.94% | -57.92% | -42.24%
133 | 6090 | 45.3797 | -93.8968 | 2469.3 | 37.5012 | 12462912 | 58% | 10.48 | 19.96 | 4.3108 | 164889337.0371 | 37 | MN | Sherburne | Becker | Northern States Power Co. | Sherburne | Sherburne (Sherco) | 0 | 2024 | 1 |  | -12.83% | 33.75% | -22.12% | 13.31% | 6.839% | 36.5% | -12.83% | -22.12% | 6.839% | N/A | N/A | N/A | N/A | N/A | N/A | N/A | N/A | N/A
134 | 6094 | 40.6353 | -80.4185 | 2741.1 | 89.1135 | 3040947.7 | 13% | 10.468 | 21.62 | 4.6756 | 191026077.5371 | 40 | PA | Beaver | Shippingport | FirstEnergy Generation | Mansfield | Mansfield (FIRGEN) | 0 |  | 1 |  | -19.42% | -45.25% | -36.35% | -53.62% | -16% | -44.12% | -45.25% | -53.62% | -44.12% | 61.55% | 9.763% | 27.6% | -7.015% | 68.4% | 12.01% | 9.763% | -7.015% | 12.01%
135 | 6096 | 40.6211 | -95.7736 | 1389.6 | 24.2541 | 9086062.9 | 75% | 9.94 | 11.84 | 2.7046 | 88220933.1611 | 24 | NE | Otoe | Nebraska City | Omaha Public Power District | Nebraska City | Nebraska City - OPPD | 0 |  | 1 |  | 27.34% | 76.39% | 14.68% | 49.42% | 58.01% | 80% | 27.34% | 14.68% | 58.01% | 19.47% | 65.48% | 7.593% | 40.19% | 48.24% | 68.88% | 19.47% | 7.593% | 48.24%
136 | 6098 | 45.3046 | -96.511 | 450 | 38.6898 | 2196631 | 56% | 11.44 | 21.34 | 4.2652 | 28741944.6938 | 43 | SD | Grant | Big Stone City | Otter Tail Power Co. | Big Stone | Big Stone | 0 |  | 1 |  | -44.28% | 19.21% | -46.7% | 0.9861% | -24.21% | 21.65% | -44.28% | -46.7% | -24.21% | N/A | N/A | N/A | N/A | N/A | N/A | N/A | N/A | N/A
137 | 6106 | 45.6937 | -119.8058 | 642.2 | 59.5779 | 1281562.8 | 23% | 10.419 | 21.47 | 4.6357 | 42896757.1038 | 38 | OR | Morrow | Boardman | Portland General Electric Co. | Boardman | Boardman (PGE) | 0 | 2021 | 1 |  | -13.13% | -30.32% | -26.3% | -40.97% | -1.874% | -28.89% | -30.32% | -40.97% | -28.89% | N/A | N/A | N/A | N/A | N/A | N/A | N/A | N/A | N/A
138 | 6136 | 30.619 | -96.0817 | 453.5 | 53.19 | 782963.17 | 20% | 10.811 | 15.08 | 3.1788 | 27349804.7994 | 35 | TX | Grimes | Carlos | Texas Municipal Power Agency | Gibbons Creek (34446) | Gibbons Creek | 0 | 2019 | 1 |  | -31.33% | -25.43% | -25.58% | -36.83% | -17.71% | -23.9% | -31.33% | -36.83% | -23.9% | -7.999% | -0.1019% | -0.3022% | -15.37% | 10.24% | 1.946% | -7.999% | -15.37% | 1.946%
139 | 6137 | 37.9057 | -87.7148 | 530.4 | 51.5343 | 2385977.5 | 51% | 12.627 | 31.12 | 5.6261 | 35284499.6884 | 28 | IN | Posey | Mount Vernon | Vectren Energy Services, Inc. | Brown | Brown (SIGE) | 0 | 2023 | 1 |  | -15.75% | -14.5% | -27.27% | -27.57% | -2.166% | -12.74% | -15.75% | -27.57% | -12.74% | -30.06% | -29.02% | -39.62% | -39.87% | -18.79% | -27.57% | -30.06% | -39.87% | -27.57%
140 | 6138 | 36.256 | -94.5236 | 558 | 36.0131 | 2663090.2 | 54% | 10.717 | 19.32 | 4.0751 | 33602875.1752 | 40 | AR | Benton | Gentry | Southwestern Electric Power Co. | Flint Creek | Flint Creek (SWEP) | 0 |  | 1 |  | -19.67% | 11.27% | -26.95% | -5.741% | 1.179% | 13.55% | -19.67% | -26.95% | 1.179% | -31.06% | -4.519% | -37.31% | -19.11% | -13.18% | -2.562% | -31.06% | -37.31% | -13.18%
141 | 6139 | 33.0552 | -94.8409 | 1116 | 30.7438 | 5448746 | 56% | 10.891 | 15.19 | 3.1801 | 67421179.9673 | 39 | TX | Titus | Cason | Southwestern Electric Power Co. | Welsh | Welsh (SWEP) | 0 |  | 1 |  | 32.96% | 28.56% | 15.2% | 8.904% | 56.02% | 31.19% | 28.56% | 8.904% | 31.19% | -6.649% | -9.74% | -19.12% | -23.54% | 9.544% | -7.89% | -9.74% | -23.54% | -7.89%
142 | 6146 | 32.2598 | -94.5703 | 2379.6 | 29.896 | 14040515.4 | 67% | 11.899 | 16.6 | 3.1607 | 142305504.8189 | 40 | TX | Rusk | Tatum | Luminant Energy Company, LLC | Martin Lake | Martin Lake | 0 |  | 1 |  | 29.11% | 33.64% | 12.61% | 13.21% | 53.1% | 36.38% | 29.11% | 12.61% | 36.38% | 10.21% | 14.08% | -3.877% | -3.358% | 30.69% | 16.42% | 10.21% | -3.877% | 16.42%
143 | 6147 | 33.0914 | -95.0379 | 1980 | #DIV/0! | 0 | 0% | 11.65 | 16.25 | 3.1593 | 118520384.8688 | 42 | TX | Titus | Mount Pleasant | Luminant Energy Company, LLC | Monticello | Monticello (TXUGEN) | 0 | 2018 | 2 | Decomissioned Jan 2018 | #N/A | #N/A | #N/A | #N/A | #N/A | #N/A | #N/A | #N/A | #N/A | 7.838% | -1.032% | -6.596% | -16.16% | 25.89% | 0.9965% | -1.032% | -16.16% | 0.9965%
144 | 6155 | 38.1309 | -90.2627 | 1242 | 31.4598 | 7760081.4 | 71% | 10.375 | 17.49 | 3.8047 | 78881663.1846 | 42 | MO | Jefferson | Festus | Ameren Missouri Union Electric Co. | Rush Island | Rush Island | 0 |  | 1 |  | 54.56% | 39.28% | 31.54% | 17.99% | 70.93% | 42.13% | 39.28% | 17.99% | 42.13% | 38.02% | 24.37% | 17.45% | 5.357% | 52.63% | 26.92% | 24.37% | 5.357% | 26.92%
145 | 6165 | 39.1734 | -111.0291 | 1577.2 | 39.2757 | 8283534.9 | 60% | 10.31 | 22.32 | 4.9346 | 99577131.7547 | 38 | UT | Emery | Castle Dale | PacifiCorp. | Hunter | Hunter | 0 |  | 1 |  | 352.8% | 1.806% | 258.6% | -13.76% | 358.6% | 3.893% | 1.806% | -13.76% | 3.893% | 323.8% | -0.2868% | 236% | -15.53% | 332.8% | 1.757% | -0.2868% | -15.53% | 1.757%
146 | 6166 | 37.9258 | -87.0343 | 2600 | 45.5442 | 11877395.91 | 52% | 10.242 | 25.24 | 5.6345 | 174238060.9382 | 32 | IN | Spencer | Rockport | Indiana Michigan Power Co. | Rockport | Rockport (INMI) | 0 |  | 1 |  | -12.68% | -3.847% | -8.527% | -18.54% | 2.973% | -1.876% | -12.68% | -18.54% | -1.876% | -20.24% | -12.17% | -16.45% | -25.6% | -5.944% | -10.37% | -20.24% | -25.6% | -10.37%
147 | 6170 | 42.538 | -87.904 | 1233.2 | 74.5597 | 1767019.1 | 16% | 11.512 | 23.34 | 4.6003 | 82377317.658 | 36 | WI | Kenosha | Kenosha | WE Energies | Pleasant Prairie | Pleasant Prairie | 1 | 2018 | 1 |  | #N/A | #N/A | #N/A | #N/A | #N/A | #N/A | #N/A | #N/A | #N/A | -19.41% | 6.587% | -28.86% | -9.706% | -3.078% | 8.771% | -19.41% | -28.86% | -3.078%
148 | 6181 | 29.3074 | -98.323 | 932 | 31.4237 | 4594347 | 56% | 11.497 | 16.04 | 3.1738 | 56096797.6089 | 41 | TX | Bexar | San Antonio | City Public Service Board of San Antonio | JT Deely | J T Deely | 1 | 2018 | 1 |  | #N/A | #N/A | #N/A | #N/A | #N/A | #N/A | #N/A | #N/A | #N/A | 15.3% | -4.653% | -1.788% | -19.23% | 31.66% | -2.698% | -4.653% | -19.23% | -2.698%
149 | 6183 | 28.7044 | -98.4768 | 410 | 30.8721 | 2506973.8 | 70% | 12.809 | 17.87 | 3.1619 | 24669307.565 | 36 | TX | Atascosa | Jourdanton | San Miguel Electric Coop, Inc. | San Miguel | San Miguel (SMIG) | 0 |  | 1 |  | 21.28% | 29.03% | 28.55% | 9.309% | 44.64% | 31.68% | 21.28% | 9.309% | 31.68% | 12.45% | 19.64% | 19.19% | 1.355% | 34.11% | 22.1% | 12.45% | 1.355% | 22.1%
150 | 6190 | 31.3961 | -92.718 | 1261.8 | 39.5934 | 6317498.4 | 57% | 10.362 | 23.3 | 5.0646 | 70938082.0345 | 26 | LA | Rapides | Lena | Cleco Power LLC | Rodemacher (Brame Energy) (15876) | Rodemacher | 0 |  | 1 |  | 65.12% | -1.286% | 30.34% | -16.38% | 72.84% | 0.7371% | -1.286% | -16.38% | 0.7371% | 40.73% | -15.87% | 11.09% | -28.73% | 47.31% | -14.14% | -15.87% | -28.73% | -14.14%
151 | 6193 | 35.2995 | -101.7466 | 1080 | 31.9244 | 4754027.8 | 50% | 10.745 | 14.99 | 3.1885 | 65348419.2748 | 40 | TX | Potter | Amarillo | Southwestern Public Service Co. | Harrington | Harrington | 0 |  | 1 |  | -35.98% | 13.18% | -38.11% | -4.122% | -11.53% | 15.5% | -35.98% | -38.11% | -11.53% | -37.62% | 10.28% | -39.69% | -6.579% | -13.8% | 12.54% | -37.62% | -39.69% | -13.8%
152 | 6194 | 34.1851 | -102.5694 | 1135.8 | 35.7008 | 3781210 | 38% | 10.357 | 14.45 | 3.1665 | 68380598.9562 | 35 | TX | Lamb | Amarillo | Southwestern Public Service Co. | Tolk | Tolk | 0 |  | 1 |  | -19.56% | -2.042% | -26.77% | -17.02% | 1.49% | -0.0336% | -19.56% | -26.77% | -0.0336% | -6.814% | 13.48% | -15.17% | -3.868% | 17.57% | 15.8% | -6.814% | -15.17% | 15.8%
153 | 6195 | 37.1514 | -93.3895 | 494 | 37.829 | 2745567.3 | 63% | 13.384 | 22.56 | 3.8652 | 31309798.272 | 25 | MO | Greene | Brookline Station | Springfield City Utilities | Southwest II | Southwest II | 0 |  | 1 |  | -11.38% | 13.07% | -21.09% | -4.215% | 8.043% | 15.39% | -11.38% | -21.09% | 8.043% | -31.58% | -12.71% | -39.08% | -26.05% | -16.59% | -10.92% | -31.58% | -39.08% | -16.59%
154 | 6204 | 42.1086 | -104.8807 | 1710 | 28.5597 | 10672938 | 71% | 10.178 | 15.01 | 3.3705 | 108641829.9677 | 37 | WY | Platte | Wheatland | Basin Electric Power Coop | Laramie River | Laramie River | 0 |  | 1 |  | 87.82% | 51.7% | 58.84% | 28.51% | 111.1% | 54.81% | 51.7% | 28.51% | 54.81% | 73.97% | 40.52% | 47.13% | 19.04% | 95.51% | 43.4% | 40.52% | 19.04% | 43.4%
155 | 6248 | 40.2202 | -103.6795 | 552.3 | 32.1346 | 3271188.7 | 68% | 10.694 | 18.07 | 3.837 | 33456526.4861 | 37 | CO | Morgan | Brush | PSC of Colorado | Pawnee | Pawnee | 0 |  | 1 |  | 79.56% | 20.53% | 50.51% | 2.104% | 99.79% | 23% | 20.53% | 2.104% | 23% | 58% | 6.054% | 32.44% | -10.16% | 75.8% | 8.228% | 6.054% | -10.16% | 8.228%
156 | 6249 | 33.3298 | -79.3581 | 1260 | 105.532 | 1559185.4 | 14% | 11.236 | 47.25 | 9.5752 | 75942970.3196 | 40 | SC | Georgetown | Georgetown | South Carolina Public Service Authority | Winyah | Winyah | 0 |  | 1 |  | -46.64% | -64.82% | -57.1% | -70.2% | -42.69% | -64.1% | -64.82% | -70.2% | -64.1% | -38.21% | -59.26% | -50.32% | -65.49% | -33.64% | -58.43% | -59.26% | -65.49% | -58.43%
157 | 6250 | 36.5279 | -78.8918 | 763.2 | 83.1035 | 1482602.8 | 22% | 10.907 | 41.55 | 8.7238 | 48673290.3896 | 35 | NC | Person | Roxboro | Duke Energy Progress | Mayo | Mayo | 0 |  | 1 |  | -29.77% | -54.29% | -43.6% | -61.27% | -24.81% | -53.35% | -54.29% | -61.27% | -53.35% | -24.21% | -50.67% | -39.13% | -58.21% | -18.86% | -49.66% | -50.67% | -58.21% | -49.66%
158 | 6481 | 39.5109 | -112.5801 | 1640 | 38.4857 | 8481950.95 | 59% | 9.846 | 21.32 | 4.9054 | 103991420.8482 | 32 | UT | Millard | Delta | Los Angeles Dept. of Water & Power | Intermountain Power Plant (IPP) [23182] | Intermountain Power Plant (IPP) | 0 | 2027 | 1 |  | 134% | 1.632% | 90.38% | -13.9% | 148% | 3.716% | 1.632% | -13.9% | 3.716% | 116.3% | -6.061% | 75.97% | -20.42% | 129.2% | -4.135% | -6.061% | -20.42% | -4.135%
159 | 1382 | 37.6472 | -87.5029 | 405 | 68.7038 | 642312.39 | 18% | 11.254 | 25.3 | 5.1 | 24603016.2435 | 38 | KY | Webster | Robards | Western Kentucky Energy Corp. | Green | Green | 0 |  | 1 |  | -31.15% | -16.99% | -26.62% | -29.68% | -16.6% | -15.29% | -31.15% | -29.68% | -16.6% | -25.93% | -10.69% | -21.05% | -24.34% | -10.27% | -8.859% | -25.93% | -24.34% | -10.27%
160 | 6664 | 41.3181 | -91.0934 | 811.9 | 30.1936 | 4860241.13 | 68% | 10.823 | 16.2 | 3.3776 | 51596114.9632 | 35 | IA | Louisa | Fruitland | MidAmerican Energy Co. | Louisa | Louisa (MIDAM) | 0 |  | 1 |  | 16.14% | 52.93% | 2.805% | 29.55% | 40.29% | 56.06% | 16.14% | 2.805% | 40.29% | -1.71% | 29.42% | -13% | 9.639% | 18.73% | 32.08% | -1.71% | -13% | 18.73%
161 | 6705 | 37.9143 | -87.333 | 822.8 | 46.8697 | 4312188.6 | 60% | 11.544 | 28.45 | 5.6393 | 55111262.3531 | 53 | IN | Warrick | Newburgh | Alcoa Power Generating, Inc. | Warrick [33215] | Warrick | 0 |  | 1 |  | -25.68% | -10.8% | -21.55% | -24.43% | 5.633% | -8.97% | -25.68% | -24.43% | -8.97% | -35.46% | -22.54% | -31.87% | -34.38% | -8.274% | -20.95% | -35.46% | -34.38% | -20.95%
162 | 6768 | 36.879 | -89.6206 | 261 | 31.4592 | 1795947.5 | 78% | 10.897 | 18.36 | 3.857 | 16598446.779 | 37 | MO | Scott | Sikeston | Sikeston Board of Municipal Utilities | Sikeston | Sikeston | 0 |  | 1 |  | 34.31% | 39.3% | 16.28% | 18.01% | 56.69% | 42.16% | 34.31% | 16.28% | 42.16% | 23.34% | 27.93% | 6.79% | 8.372% | 43.9% | 30.55% | 23.34% | 6.79% | 30.55%
163 | 6823 | 37.4497 | -87.0805 | 509.4 | 42.4454 | 2252028.78 | 50% | 10.6 | 23.83 | 5.1188 | 30394812.881 | 32 | KY | Ohio | Centertown | Western Kentucky Energy Corp. | D B Wilson (KY) | D B Wilson (WKEC) | 0 |  | 1 |  | -13.94% | -1.992% | -8.691% | -16.97% | 3.124% | 0.0171% | -13.94% | -16.97% | 0.0171% | -5.381% | 7.753% | 0.3881% | -8.718% | 13.38% | 9.962% | -5.381% | -8.718% | 9.962%
164 | 7097 | 29.3083 | -98.3208 | 1444 | 29.9605 | 7199494.2 | 57% | 10.569 | 14.74 | 3.1927 | 86594060.4593 | 17 | TX | Bexar | San Antonio | City Public Service Board of San Antonio | JK Spruce | J.K. Spruce | 0 |  | 1 |  | 29.48% | 7.076% | 10.29% | -9.292% | 47.86% | 9.271% | 7.076% | -9.292% | 9.271% | 15.3% | -4.653% | -1.788% | -19.23% | 31.66% | -2.698% | -4.653% | -19.23% | -2.698%
165 | 7213 | 36.8695 | -78.7044 | 848 | 59.955 | 2907274.1 | 39% | 10.045 | 32.16 | 7.2729 | 59663263.0416 | 23 | VA | Halifax | Clover | Dominion Virginia Power | Clover | Clover | 0 |  | 1 |  | 9.344% | -29.57% | -13.18% | -40.34% | 15.07% | -28.13% | -29.57% | -40.34% | -28.13% | 25.35% | -19.26% | -0.474% | -31.6% | 31.91% | -17.61% | -19.26% | -31.6% | -17.61%
166 | 7790 | 40.0864 | -109.2852 | 499.5 | 34.5891 | 3651855.6 | 83% | 9.707 | 21.02 | 4.9242 | 31569842.5115 | 32 | UT | Uintah | Vernal | Deseret Generation & Transmission Coop | Bonanza | Bonanza | 0 |  | 1 |  | 419.4% | 16.46% | 334.4% | -1.344% | 446.4% | 18.84% | 16.46% | -1.344% | 18.84% | 375.2% | 6.557% | 297.5% | -9.731% | 399.9% | 8.742% | 6.557% | -9.731% | 8.742%
167 | 7902 | 32.4609 | -94.485 | 721 | 27.1995 | 4577188.9 | 72% | 10.502 | 14.65 | 3.1482 | 43031755.2091 | 33 | TX | Harrison | Hallsville | Southwestern Electric Power Co. | Pirkey | Pirkey | 0 |  | 1 |  | 59.98% | 47.8% | 37.68% | 25.21% | 85.71% | 50.83% | 47.8% | 25.21% | 50.83% | 61.34% | 49.05% | 38.84% | 26.26% | 87.28% | 52.1% | 49.05% | 26.26% | 52.1%
168 | 8066 | 41.7381 | -108.7865 | 2441.9 | 33.017 | 10957269 | 51% | 10.514 | 15.5 | 3.3338 | 155409634.6402 | 42 | WY | Sweetwater | Rock Springs | PacifiCorp. | Jim Bridger | Jim Bridger | 0 |  | 1 |  | 33.93% | 25.89% | 15.39% | 6.645% | 55.05% | 28.47% | 25.89% | 6.645% | 28.47% | 33.84% | 25.8% | 15.31% | 6.567% | 54.94% | 28.38% | 25.8% | 6.567% | 28.38%
169 | 8069 | 39.3788 | -111.0793 | 1037.3 | 40.1532 | 5083347.1 | 56% | 10.258 | 22.21 | 4.9483 | 66057727.0919 | 43 | UT | Emery | Huntington | PacifiCorp. | Huntington | Huntington | 0 |  | 1 |  | 106.1% | -1.387% | 68.89% | -16.46% | 120.1% | 0.6345% | -1.387% | -16.46% | 0.6345% | 106.6% | -1.145% | 69.3% | -16.26% | 120.6% | 0.8812% | -1.145% | -16.26% | 0.8812%
170 | 8102 | 38.9359 | -82.1182 | 2600 | 40.4279 | 15976399 | 70% | 9.956 | 24.14 | 5.5287 | 171892677.8344 | 44 | OH | Gallia | Cheshire | Blackstone Group | Gavin | Gavin | 0 |  | 1 |  | 81.33% | 10.84% | 42.14% | -6.104% | 87.47% | 13.11% | 10.84% | -6.104% | 13.11% | 66.57% | 1.819% | 30.57% | -13.75% | 72.21% | 3.906% | 1.819% | -13.75% | 3.906%
171 | 8222 | 47.2212 | -101.8149 | 450 | 23.4783 | 3060449.8 | 78% | 11.32 | 12.21 | 2.4179 | 27086285.0427 | 37 | ND | Mercer | Beulah | Montana Dakota Utilities Co. | Coyote | Coyote | 0 |  | 1 |  | 33.6% | 96.37% | 51.76% | 66.35% | 65.22% | 100.4% | 33.6% | 51.76% | 65.22% | N/A | N/A | N/A | N/A | N/A | N/A | N/A | N/A | N/A
172 | 8224 | 40.8817 | -117.1521 | 567 | 60.3385 | 1442546.14 | 29% | 11.752 | 27.44 | 5.3037 | 39806810.1652 | 35 | NV | Humboldt | Valmy | Sierra Pacific Power Co. | North Valmy | North Valmy | 0 | 2025 | 1 |  | 159.3% | -31.3% | 106.2% | -41.8% | 165.1% | -29.89% | -31.3% | -41.8% | -29.89% | 121.1% | -41.4% | 75.93% | -50.36% | 126.1% | -40.2% | -41.4% | -50.36% | -40.2%
173 | 8226 | 40.5383 | -79.7908 | 637 | 64.3842 | 1189140 | 21% | 10.897 | 22.51 | 4.7075 | 44196441.8672 | 48 | PA | Allegheny | Cheswick | NRG Energy, Inc. | Cheswick | Cheswick | 0 |  | 1 |  | 24.15% | -23.69% | -3.349% | -35.35% | 27.01% | -22.12% | -23.69% | -35.35% | -22.12% | 55.57% | -4.377% | 21.11% | -18.99% | 59.15% | -2.417% | -4.377% | -18.99% | -2.417%
174 | 52007 | 36.5991 | -78.5303 | 139.8 | 80.6015 | 294537.6 | 24% | 12.463 | 39.9 | 7.225 | 9860095.9263 | 26 | VA | Mecklenburg | Clarksville | Virginia Electric & Power Co. | Mecklenburg | Mecklenburg | 1 |  | 3 | Inconsistent data. Used VCE generation data | #N/A | #N/A | #N/A | #N/A | #N/A | #N/A | #N/A | #N/A | #N/A | -26.11% | -48.22% | -40.81% | -56.13% | -21.16% | -47.16% | -48.22% | -56.13% | -47.16%
175 | 54304 | 38.2664 | -77.3141 | 242 | 75.6995 | 541836.04 | 26% | 11.594 | 37.12 | 7.2989 | 16948964.1766 | 22 | VA | King George | Sealston | Birchwood Power Partners, LP | Birchwood | Birchwood Power Facility | 0 |  | 3 | Inconsistent data. Used VCE capacity data | -18.24% | -44.26% | -34.74% | -52.78% | -13.26% | -43.11% | -44.26% | -52.78% | -43.11% | -30.24% | -52.43% | -44.31% | -59.71% | -25.99% | -51.46% | -52.43% | -59.71% | -51.46%
176 | 1745 | 42.1222 | -83.1809 | 535.5 | 58.8803 | 1065973.627 | 23% | 10.793 | 22.53 | 4.7137 | 33723802.2171 | 72 | MI | Wayne | Trenton | DTE Electric Co. | Trenton Channel | Trenton Channel | 0 |  | 1 |  | -36.98% | -20.29% | -44.78% | -32.47% | -24.71% | -18.65% | -36.98% | -44.78% | -24.71% | -33.99% | -16.51% | -42.16% | -29.27% | -21.15% | -14.8% | -33.99% | -42.16% | -21.15%
177 | 6254 | 41.0977 | -92.5549 | 725.9 | 31.3331 | 3729261.6 | 59% | 10.406 | 15.57 | 3.4191 | 46034073.6249 | 37 | IA | Wapello | Ottumwa | Interstate Power & Light Co. | Ottumwa | Ottumwa Generating Station | 0 |  | 1 |  | 5.073% | 48.3% | -6.212% | 25.63% | 28.59% | 51.34% | 5.073% | -6.212% | 28.59% | -3.306% | 36.47% | -13.69% | 15.61% | 18.33% | 39.27% | -3.306% | -13.69% | 18.33%
178 | 6178 | 28.7137 | -97.2143 | 622.4 | 27.2146 | 3846173.1 | 70% | 10.279 | 14.34 | 3.151 | 37398756.7594 | 38 | TX | Goliad | Fannin | Dynegy, Inc. | Coleto Creek | Coleto Creek | 0 |  | 1 |  | 60.27% | 45.7% | 38.29% | 23.43% | 85.96% | 48.69% | 45.7% | 23.43% | 48.69% | 33.13% | 21.03% | 14.87% | 2.528% | 54.47% | 23.51% | 21.03% | 2.528% | 23.51%
179 | 6213 | 39.1336 | -87.6598 | 1080 | 43.9031 | 5864836.8 | 62% | 10.529 | 25.95 | 5.5931 | 72489475.3574 | 36 | IN | Sullivan | Merom | Hoosier Energy Rural Electric Coop, Inc. | Merom | Merom | 0 |  | 1 |  | -18.12% | 2.515% | -14.35% | -13.16% | 15.19% | 4.616% | -18.12% | -14.35% | 4.616% | -20.36% | -0.2849% | -16.69% | -15.53% | 12.05% | 1.759% | -20.36% | -16.69% | 1.759%
180 | 6095 | 36.4545 | -97.0524 | 1138 | 36.951 | 4432949.3 | 44% | 10.845 | 17.88 | 3.7366 | 67976463.294 | 39 | OK | Noble | Red Rock | Oklahoma Gas & Electric Co. (OG&E) | Sooner | Sooner | 0 |  | 1 |  | -35.57% | 2.982% | -39.49% | -12.76% | -14.76% | 5.092% | -35.57% | -39.49% | -14.76% | -43.89% | -10.32% | -47.31% | -24.03% | -25.78% | -8.486% | -43.89% | -47.31% | -25.78%
181 | 1082 | 41.1806 | -95.8389 | 1648.3 | 29.0868 | 10005991.59 | 69% | 10.161 | 15.21 | 3.3868 | 104963482.2268 | 38 | IA | Pottawattamie | Council Bluffs | MidAmerican Energy Co. | Walter Scott | Walter Scott Energy Center | 0 |  | 1 |  | 23.34% | 52.01% | 8.86% | 28.78% | 48.31% | 55.13% | 23.34% | 8.86% | 48.31% | 13.79% | 40.24% | 0.4308% | 18.8% | 36.83% | 43.12% | 13.79% | 0.4308% | 36.83%
182 | 2103 | 38.5614 | -90.8372 | 2389.4 | 31.1507 | 15755216 | 75% | 10.541 | 17.76 | 3.8125 | 150906011.8956 | 47 | MO | Franklin | Labadie | Ameren Missouri Union Electric Co. | Labadie | Labadie | 0 |  | 1 |  | 44.27% | 41.2% | 23.74% | 19.61% | 61.75% | 44.09% | 41.2% | 19.61% | 44.09% | 30.2% | 27.42% | 11.67% | 7.946% | 45.97% | 30.04% | 27.42% | 7.946% | 30.04%
183 | 8042 | 36.2822 | -80.0588 | 2491.2 | 63.6557 | 7978956.9 | 37% | 9.245 | 35.22 | 8.5675 | 158527076.356 | 44 | NC | Stokes | Walnut Cove | Duke Energy Carolinas, LLC | Belews Creek (18700) | Belews Creek | 0 |  | 1 |  | 32.33% | -40.75% | 3.373% | -49.81% | 35.52% | -39.54% | -40.75% | -49.81% | -39.54% | 42.11% | -36.37% | 11.02% | -46.1% | 45.54% | -35.07% | -36.37% | -46.1% | -35.07%
184 | 3287 | 34.0561 | -81.2177 | 0 | 72.36 | 0 | 36% | 10.398 | 43.73 | 9.4991 | 0 | 60 | SC | Lexington | Irmo | South Carolina Electric & Gas Co. | McMeekin | McMeekin |  |  | 2 | Shutdown | #N/A | #N/A | #N/A | #N/A | #N/A | #N/A | #N/A | #N/A | #N/A | 99.39% | 180.6% | 61.25% | 180.6% | 78.59% | 180.6% | 99.39% | 61.25% | 78.59%
185 | 1252 | 39.0535 | -95.5681 | 82 | 77.98 | 0 | 13% | 12.485 | 18.88 | 3.4343 | 5195227.3897 | 58 | KS | Shawnee | Tecumseh | Westar Energy | Tecumseh Energy Center [36728] | Tecumseh Energy Center |  |  | 2 | Shutdown | #N/A | #N/A | #N/A | #N/A | #N/A | #N/A | #N/A | #N/A | #N/A | -57.23% | -46.23% | -61.89% | -54.45% | -47.8% | -45.13% | -57.23% | -61.89% | -47.8%
186 | 8223 | 34.3186 | -109.1651 | 1765.8 | 31.7821 | 9923570.8 | 64% | 6.912 | 15.4 | 5.0745 | 112211317.4602 | 21 | AZ | Apache | Springerville | Tucson Electric Power Co. | Springerville | Springerville | 0 |  | 1 |  | 136.2% | 16.93% | 117.2% | -0.9444% | 154.7% | 19.33% | 16.93% | -0.9444% | 19.33% | 123.3% | 10.55% | 105.3% | -6.347% | 140.8% | 12.82% | 10.55% | -6.347% | 12.82%
187 | 1250 | 39.0085 | -95.2701 | 517 | 31.9477 | 2805011.5 | 62% | 11.165 | 16.89 | 3.4218 | 32638722.4402 | 63 | KS | Douglas | Lawrence | Westar Energy | Lawrence | Lawrence Energy Center (KPL) (36727) | 0 |  | 1 |  | -10.02% | 32.97% | 2.1% | 12.64% | 13.51% | 35.7% | -10.02% | 2.1% | 13.51% | -24.29% | 11.87% | -14.1% | -5.228% | -4.503% | 14.17% | -24.29% | -14.1% | -4.503%
188 | 3407 | 35.8987 | -84.5198 | 1700 | 67.8844 | 3041842.6 | 20% | 11.344 | 28.34 | 5.6778 | 103016843.2459 | 64 | TN | Roane | Kingston | Tennessee Valley Authority | Kingston | Kingston (TVA) | 0 |  | 1 |  | 22.33% | -44.61% | -3.697% | -53.08% | 26.29% | -43.48% | -44.61% | -53.08% | -43.48% | 49.72% | -32.21% | 17.86% | -42.57% | 54.56% | -30.82% | -32.21% | -42.57% | -30.82%
189 | 892 | 41.3028 | -89.3152 | 306.3 | 33.9315 | 1721216.7 | 64% | 11.386 | 18.38 | 3.6656 | 20458186.2933 | 62 | IL | Putnam | Hennepin | Dynegy Midwest Generation, Inc. | Hennepin | Hennepin | 0 |  | 1 |  | 0.0052% | 36.21% | -11.37% | 15.39% | 21.62% | 39% | 0.0052% | -11.37% | 21.62% | -14.6% | 16.31% | -24.32% | -1.472% | 3.85% | 18.69% | -14.6% | -24.32% | 3.85%
190 | 1710 | 42.91 | -86.2033 | 1560.8 | 41.7983 | 7647545.799 | 56% | 11.544 | 24.1 | 4.7303 | 99173014.9354 | 47 | MI | Ottawa | West Olive | Consumers Energy Co. | JH Campbell | J. H. Campbell (CEC) | 0 |  | 1 |  | 132.6% | 385.7% | 91.7% | 385.7% | 111.6% | 385.7% | 132.6% | 91.7% | 111.6% | 100.9% | 319.4% | 65.56% | 319.4% | 82.79% | 319.4% | 100.9% | 65.56% | 82.79%
191 | 994 | 38.5274 | -87.254 | 2146.7 | 48.2594 | 9084799.8 | 48% | 10.951 | 26.99 | 5.5407 | 142892078.3354 | 42 | IN | Pike | Petersburg | Indianapolis Power & Light Co. | Pete 1 | Pete 1 (IP&L) | 0 |  | 1 |  | -23.02% | -6.718% | -19.86% | -20.98% | 7.567% | -4.806% | -23.02% | -20.98% | -4.806% | -22.79% | -6.442% | -19.62% | -20.74% | 7.887% | -4.524% | -22.79% | -20.74% | -4.524%
192 | 1572 | 39.2083 | -77.4644 | 588 | 237.9476 | 229796.63 | 4% | 12.895 | 44.17 | 7.7627 | 42745602.5035 | 42 | MD | Montgomery | Dickerson | NRG Energy, Inc. | Dickerson | Dickerson | 0 |  | 1 |  | -78.57% | -81.79% | -81.85% | -84.57% | -75.74% | -81.42% | -81.79% | -84.57% | -81.42% | -60.13% | -66.11% | -66.22% | -71.29% | -54.86% | -65.42% | -66.11% | -71.29% | -65.42%
193 | 7030 | 31.0931 | -96.696 | 349.2 | 27.8926 | 2453002.6 | 80% | 11.618 | 16.2 | 3.1519 | 20950496.4274 | 28 | TX | Robertson | Hammond | Blackstone Group | Twin Oaks Power One | Twin Oaks Power One | 0 |  | 1 |  | 24.18% | 39.35% | 10.1% | 18.05% | 50.38% | 42.21% | 24.18% | 10.1% | 42.21% | 21.93% | 36.83% | 8.102% | 15.91% | 47.65% | 39.63% | 21.93% | 8.102% | 39.63%
194 | 628 | 28.9671 | -82.6968 | 2442.7 | 63.6867 | 8420643.1 | 39% | 10.697 | 38.15 | 8.1063 | 146775034.9408 | 43 | FL | Citrus | Crystal River | Duke Energy Florida, Inc. | Crystal River | Crystal River | 0 | 2018 | 1 |  | 34.33% | -38.99% | 6.03% | -48.31% | 38.86% | -37.74% | -38.99% | -48.31% | -37.74% | 22.33% | -44.44% | -3.441% | -52.93% | 26.46% | -43.3% | -44.44% | -52.93% | -43.3%
195 | 663 | 29.7591 | -82.3878 | 250.7 | 95.0917 | 434522.45 | 20% | 14.689 | 52.39 | 8.1443 | 15016006.3026 | 34 | FL | Alachua | Gainesville | Gainesville Regional Utilities | Deerhaven | Deerhaven | 0 |  | 1 |  | -21.72% | -56.74% | -37.45% | -63.35% | -17.64% | -55.85% | -56.74% | -63.35% | -55.85% | -22.96% | -57.43% | -38.45% | -63.93% | -18.95% | -56.55% | -57.43% | -63.93% | -56.55%
196 | 6179 | 29.9164 | -96.751 | 1690 | 27.8659 | 10341894 | 70% | 10.662 | 14.87 | 3.1778 | 101538251.1414 | 35 | TX | Fayette | La Grange | Lower Colorado River Authority | Fayette | Fayette (LCRA) | 0 |  | 1 |  | 30% | 44.57% | 39.32% | 22.47% | 56.02% | 47.54% | 30% | 22.47% | 47.54% | 21.24% | 34.84% | 29.94% | 14.23% | 45.52% | 37.6% | 21.24% | 14.23% | 37.6%
197 | 3149 | 41.0715 | -76.6645 | 1775.1 | 74.9664 | 2602573.9 | 17% | 10.893 | 22.5 | 4.7356 | 124222737.7847 | 46 | PA | Montour | Washingtonville | Talen Energy Corp | Montour | Montour | 0 |  | 1 |  | 8.734% | -36.2% | -13.45% | -45.95% | 13.53% | -34.89% | -36.2% | -45.95% | -34.89% | 53.99% | -9.647% | 22.57% | -23.46% | 60.79% | -7.795% | -9.647% | -23.46% | -7.795%
198 | 883 | 42.3823 | -87.8137 | 681.7 | 52.9363 | 1614572.6 | 27% | 13.06 | 21.08 | 3.6636 | 45519038.6518 | 84 | IL | Lake | Waukegan | NRG Energy, Inc. | Waukegan | Waukegan (17178) | 0 |  | 1 |  | -35.98% | -16.13% | -43.25% | -28.95% | -22.12% | -14.41% | -35.98% | -43.25% | -22.12% | -44.42% | -27.18% | -50.73% | -38.31% | -32.39% | -25.69% | -44.42% | -50.73% | -32.39%
199 | 6101 | 44.2879 | -105.3838 | 402.3 | 32.3103 | 2250043.1 | 64% | 11.939 | 17.6 | 3.3717 | 25512344.7179 | 40 | WY | Campbell | Gillette | PacifiCorp. | Wyodak | Wyodak | 0 |  | 1 |  | 7.663% | 38.57% | -4.279% | 17.39% | 30.95% | 41.41% | 7.663% | -4.279% | 30.95% | N/A | N/A | N/A | N/A | N/A | N/A | N/A | N/A | N/A
200 | 1047 | 43.3369 | -91.1661 | 274.5 | 42.0014 | 881953.71 | 37% | 12.67 | 18.96 | 3.4067 | 17316864.8314 | 56 | IA | Allamakee | Lansing | Interstate Power & Light Co. | Lansing | Lansing | 0 |  | 1 |  | -21.41% | 11.85% | -29.87% | -5.25% | -3.875% | 14.14% | -21.41% | -29.87% | -3.875% | -28.98% | 1.066% | -36.63% | -14.38% | -13.14% | 3.137% | -28.98% | -36.63% | -13.14%
201 | 976 | 37.6189 | -88.9534 | 272 | 35.2085 | 1708671.2 | 72% | 12.954 | 20.91 | 3.6392 | 18213333.3662 | 35 | IL | Williamson | Marion | Southern Illinois Power Coop | Marion | Marion (SIPC) | 0 |  | 1 |  | 20.35% | 24.69% | 4.167% | 5.629% | 40.34% | 27.25% | 20.35% | 4.167% | 27.25% | -8.502% | -5.204% | -20.81% | -19.69% | 6.691% | -3.261% | -8.502% | -20.81% | -3.261%
202 | 6257 | 33.0578 | -83.8074 | 3564 | 51.0654 | 15406982 | 49% | 10.78 | 30.74 | 6.4757 | 213381632.1093 | 33 | GA | Monroe | Juliette | Georgia Power Co. | Scherer | Scherer | 0 |  | 1 |  | 38.54% | -30.27% | 14.37% | -40.93% | 46.55% | -28.84% | -30.27% | -40.93% | -28.84% | 35.68% | -31.71% | 12.01% | -42.15% | 43.53% | -30.31% | -31.71% | -42.15% | -30.31%
203 | 4162 | 41.7589 | -110.597 | 832 | 30.4969 | 4731716.2 | 65% | 10.887 | 16.05 | 3.3428 | 52541625.5901 | 51 | WY | Lincoln | Kemmerer | PacifiCorp. | Naughton | Naughton | 0 |  | 1 |  | 16.33% | 32.68% | 2.819% | 12.39% | 40.19% | 35.4% | 16.33% | 2.819% | 35.4% | 17.46% | 33.97% | 3.821% | 13.49% | 41.56% | 36.71% | 17.46% | 3.821% | 36.71%
204 | 10860 | 41.826 | -90.1992 | 180 | 34.526 | 738591.632 | 47% | 10.442 | 15.63 | 3.3642 | 11471631.8669 | 44 | IA | Clinton | Clinton | Archer Daniels Midland Co. | ADM Clinton | Archer Daniels Midland Clinton | 0 |  | 1 |  | -15.98% | 35.06% | -3.821% | 14.41% | 5.757% | 37.83% | -15.98% | -3.821% | 5.757% | -18.23% | 31.45% | -6.389% | 11.36% | 2.934% | 34.15% | -18.23% | -6.389% | 2.934%
205 | 10865 | 39.87 | -88.8909 | 335 | 33.6561 | 1326778.88 | 45% | 8.015 | 12.94 | 3.6655 | 22622399.5983 | 22 | IL | Macon | Decatur | Archer Daniels Midland Co. | Decatur (IL) | Decatur (ADM) | 0 |  | 1 |  | -4.75% | 37.48% | -14.93% | 16.46% | 17.23% | 40.3% | -4.75% | -14.93% | 17.23% | -25.16% | 8.014% | -33.16% | -8.497% | -7.892% | 10.23% | -25.16% | -33.16% | -7.892%
206 | 50397 | 39.8712 | -76.8669 | 51 | 80.7714 | 72706.008 | 16% | 12.745 | 26.33 | 4.6978 | 3616658.4535 | 47 | PA | York | Spring Grove | P.H. Glatfelter Co. | P H Glatfelter Company | P H Glatfelter Company | 0 |  | 1 |  | -33.15% | -42.72% | -43.65% | -51.48% | -24.94% | -41.55% | -42.72% | -51.48% | -41.55% | 22.43% | 4.906% | 3.195% | -11.13% | 37.46% | 7.056% | 4.906% | -11.13% | 7.056%
207 | 50491 | 39.7467 | -80.8535 | 0 | #DIV/0! | 0 | #DIV/0! | 12.491 | 34.52 | 6.27 | 0 | 64 | WV | Wetzel | New Martinsville | Axiall Corp | Natrium Axiall Plant (30601) | Natrium Axiall Plant (30601) | 0 | #N/A | 2 | Shutdown in 2017 | #N/A | #N/A | #N/A | #N/A | #N/A | #N/A | #N/A | #N/A | #N/A | -14.19% | -31.97% | -31.36% | -42.37% | -8.45% | -30.58% | -31.97% | -42.37% | -30.58%
208 | 10864 | 41.9248 | -91.6865 | 256.1 | 35.1967 | 731764.18 | 33% | 6.459 | 9.67 | 3.3728 | 16211443.7717 | 16 | IA | Linn | Cedar Rapids | Archer Daniels Midland Co. | ADM Cedar Rapids | Archer Daniels Midland Cedar Rapids | 0 |  | 1 |  | -20.82% | 34.75% | -27.58% | 14.16% | 0.6181% | 37.52% | -20.82% | -27.58% | 0.6181% | -18.86% | 38.08% | -25.79% | 16.97% | 3.098% | 40.91% | -18.86% | -25.79% | 3.098%
209 | 1769 | 46.5791 | -87.3953 | 450 | 50.1808 | 1401984.7 | 36% | 12.048 | 25.15 | 4.7379 | 28450268.7826 | 51 | MI | Marquette | Marquette | Wisconsin Electric Power Co. | Presque Isle | Presque Isle | 0 | 2019 | 1 |  | -39.16% | -0.2864% | -45.29% | -15.53% | -24.31% | 1.757% | -39.16% | -45.29% | -24.31% | N/A | N/A | N/A | N/A | N/A | N/A | N/A | N/A | N/A
210 | 997 | 41.722 | -86.9095 | 540 | 51.2425 | 2019423.48 | 43% | 11.287 | 27.82 | 5.6469 | 35896507.0095 | 66 | IN | La Porte | Michigan City | Northern Indiana Public Service Co. | Michigan City | Michigan City | 0 |  | 1 |  | 95.52% | 296.2% | 73.97% | 296.2% | 92.06% | 296.2% | 95.52% | 73.97% | 92.06% | 85.61% | 276.1% | 65.14% | 276.1% | 82.32% | 276.1% | 85.61% | 65.14% | 82.32%
211 | 641 | 30.566 | -87.2245 | 1135.1 | 70.1301 | 3126009 | 31% | 11.286 | 40.25 | 8.0124 | 68358760.2951 | 59 | FL | Escambia | Pensacola | Gulf Power Co. | Crist | Crist | 0 |  | 1 |  | 23.91% | -42.17% | -3.366% | -51.01% | 26.53% | -40.99% | -42.17% | -51.01% | -40.99% | 21.97% | -43.08% | -4.878% | -51.78% | 24.55% | -41.91% | -43.08% | -51.78% | -41.91%
212 | 6019 | 38.8642 | -84.2304 | 1425.6 | 41.3675 | 8056161.2 | 64% | 9.939 | 24.1 | 5.4959 | 94833571.356 | 27 | OH | Clermont | Moscow | Dynegy Energy Services, Inc. | W.H. Zimmer | W.H. Zimmer | 0 |  | 1 |  | 31.17% | 3.007% | 5.967% | -12.74% | 41.82% | 5.119% | 3.007% | -12.74% | 5.119% | 6.925% | -16.03% | -13.62% | -28.87% | 15.61% | -14.31% | -16.03% | -28.87% | -14.31%
213 | 4041 | 42.8444 | -87.828 | 1240 | 43.7569 | 4733151.1 | 44% | 10.656 | 21.61 | 4.6134 | 82988906.8329 | 55 | WI | Milwaukee | Oak Creek | Wisconsin Electric Power Co. | Oak Creek South | Oak Creek South | 0 |  | 1 |  | -40.97% | 2.974% | -45.34% | -12.77% | -23.56% | 5.085% | -40.97% | -45.34% | -23.56% | -47.57% | -8.546% | -51.45% | -22.53% | -32.11% | -6.672% | -47.57% | -51.45% | -32.11%
214 | 8219 | 38.6334 | -104.7077 | 207 | 36.6636 | 1129110 | 62% | 12.846 | 21.71 | 3.8776 | 12505983.1957 | 29 | CO | El Paso | Fountain | Colorado Springs Utilities | Nixon | Nixon | 0 |  | 1 |  | 182.6% | 6.249% | 145.9% | -9.992% | 196% | 8.427% | 6.249% | -9.992% | 8.427% | 149.6% | -6.168% | 117.2% | -20.51% | 161.4% | -4.245% | -6.168% | -20.51% | -4.245%
215 | 26 | 33.2425 | -86.4599 | 0 | 60.7 | 2851865.4 | 24% | 12.484 | 27.15 | 4.9444 | 0 | 51 | AL | Shelby | Wilsonville | Alabama Power Co. | Gaston | Gaston (ALAP) |  |  | 2 | Shutdown | #N/A | #N/A | #N/A | #N/A | #N/A | #N/A | #N/A | #N/A | #N/A | 37.58% | -38.94% | 8.501% | -48.27% | 42.24% | -37.69% | -38.94% | -48.27% | -37.69%
216 | 1740 | 42.2614 | -83.124 | 358.1 | 71.7003 | 557298.513 | 18% | 12.591 | 26.28 | 4.7088 | 22688467.5428 | 57 | MI | Wayne | River Rouge | DTE Electric Co. | River Rouge | River Rouge Coal Plant | 0 |  | 1 |  | -38.54% | -33.97% | -47.18% | -44.07% | -31.09% | -32.62% | -38.54% | -47.18% | -32.62% | -54.48% | -51.1% | -60.88% | -58.57% | -48.96% | -50.1% | -54.48% | -60.88% | -50.1%
217 | 856 | 40.5961 | -89.6619 | 644.3 | 33.9796 | 3283166.6 | 58% | 10.711 | 17.29 | 3.6654 | 42760476.7036 | 52 | IL | Peoria | Bartonville | Dynegy, Inc. | Edwards | Edwards | 0 |  | 1 |  | -2.914% | 36.16% | -13.63% | 15.35% | 18.76% | 38.95% | -2.914% | -13.63% | 18.76% | -16.5% | 17.1% | -25.72% | -0.7993% | 2.139% | 19.5% | -16.5% | -25.72% | 2.139%
218 | 10377 | 37.294 | -77.2698 | 114.8 | 122.7169 | 94672.8 | 9% | 9.499 | 30.41 | 7.2695 | 8050726.3347 | 31 | VA | Hopewell | Hopewell | The Carlyle Group | James River Cogen | James River Cogeneration Co. | 0 | 2019 | 3 | Inconsistent data. Used VCE generation data | -59.18% | -65.33% | -65.36% | -70.63% | -55.08% | -64.62% | -65.33% | -70.63% | -64.62% | -63.54% | -69.04% | -69.06% | -73.77% | -59.89% | -68.41% | -69.04% | -73.77% | -68.41%
219 | 6177 | 34.5778 | -109.2724 | 821.8 | 43.2635 | 3591092.6 | 50% | 10.579 | 23.56 | 5.0857 | 52493596.2297 | 39 | AZ | Apache | Saint Johns | Salt River Project | Coronado | Coronado | 0 |  | 1 |  | 112.1% | -13.54% | 72.37% | -26.75% | 124.4% | -11.76% | -13.54% | -26.75% | -11.76% | 126.6% | -7.611% | 84.18% | -21.73% | 139.7% | -5.717% | -7.611% | -21.73% | -5.717%
220 | 50978 | 43.0653 | -76.2084 | 0 | 855.95 | 0 | 1% | 12.777 | 49.3 | 8.7381 | 0 | 22 | NY | Onondaga | Solvay | Syracuse Energy Corp. | Trigen Syracuse | Trigen Syracuse |  |  | 2 | Shutdown | #N/A | #N/A | #N/A | #N/A | #N/A | #N/A | #N/A | #N/A | #N/A | N/A | N/A | N/A | N/A | N/A | N/A | N/A | N/A | N/A
221 | 10143 | 40.5502 | -78.7988 | 118 | 38.1358 | 791569.8 | 77% | 11.094 | 22.92 | 4.741 | 8291511.3773 | 23 | PA | Cambria | Colver | Northern Star Generation Services, LLC | Colver Power Project (12198) | Colver Power Project | 0 |  | 3 | EIA capacity number more accurate. Inconsistent data on generation. Used VCE generation data | -9.972% | 30.85% | -4.123% | 10.85% | 9.221% | 33.54% | -9.972% | -4.123% | 9.221% | -6.929% | 35.28% | -0.8833% | 14.6% | 12.91% | 38.05% | -6.929% | -0.8833% | 12.91%
222 | 6017 | 38.9362 | -88.277 | 617.4 | 34.7009 | 3211020.8 | 59% | 11.278 | 18.2 | 3.626 | 41341795.7783 | 39 | IL | Jasper | Newton | Dynegy, Inc. | Newton | Newton | 0 |  | 1 |  | 21.01% | 29.18% | 4.844% | 9.436% | 41.33% | 31.83% | 21.01% | 4.844% | 31.83% | -11.09% | -5.085% | -22.97% | -19.59% | 3.84% | -3.139% | -11.09% | -22.97% | -3.139%
223 | 1295 | 39.1509 | -94.6367 | 0 | #DIV/0! | 0 | #DIV/0! | 15.135 | 22.89 | 3.442 | 0 | 61 | KS | Wyandotte | Kansas City | Kansas City Board of Public Utilities | Quindaro (23824) | Quindaro | 0 | #N/A | 2 | Shutdown | #N/A | #N/A | #N/A | #N/A | #N/A | #N/A | #N/A | #N/A | #N/A | -86% | -83.74% | -87.75% | -86.22% | -83.31% | -83.4% | -86% | -87.75% | -83.4%
224 | 1381 | 37.963 | -86.7916 | 602 | #DIV/0! | 0 | 0% | 11.323 | 25.45 | 5.0864 | 36198997.2746 | 48 | KY | Hancock | Hawesville | Big Rivers Electric Corp. | Coleman | Coleman (WKEC) | 0 |  | 2 | Not generating power since 2017. source: http://www.kentuckynewera.com/news/ap/article_4fa6cb24-dfa6-11e7-a37e-bf5da64b6a3b.html | #N/A | #N/A | #N/A | #N/A | #N/A | #N/A | #N/A | #N/A | #N/A | -17.11% | -11.75% | -27.87% | -25.24% | -2.059% | -9.939% | -17.11% | -27.87% | -9.939%
225 | 7504 | 44.2853 | -105.3841 | 90 | 30.9823 | 672352.2 | 85% | 13.002 | 19.17 | 3.3324 | 5701492.2371 | 21 | WY | Campbell | Wyodak | Black Hills Power Inc. | Neil Simpson 2 | Neil Simpson 2 (14604) | 0 |  | 3 | Inconsistent data. Used VCE generation data | 11.11% | 41.19% | -1.409% | 19.61% | 34.72% | 44.08% | 11.11% | -1.409% | 34.72% | N/A | N/A | N/A | N/A | N/A | N/A | N/A | N/A | N/A
226 | 10678 | 39.5945 | -78.7453 | 229 | 59.7508 | 1141404.4 | 57% | 10.864 | 37.22 | 7.768 | 16850336.5676 | 18 | MD | Allegany | Cumberland | AES Corp. | AES Warrior Run | AES Warrior Run Inc. | 0 |  | 1 |  | 160.6% | -20.46% | 99.44% | -32.62% | 156.6% | -18.83% | -20.46% | -32.62% | -18.83% | 153.7% | -22.56% | 94.17% | -34.4% | 149.8% | -20.98% | -22.56% | -34.4% | -20.98%
227 | 7343 | 42.2997 | -96.3626 | 695.9 | 33.3093 | 3070909.053 | 50% | 10.487 | 15.69 | 3.3662 | 43769867.7383 | 39 | IA | Woodbury | Sioux City | MidAmerican Energy Co. | George Neal South | George Neal South | 0 |  | 1 |  | -16.3% | 34.13% | -23.45% | 13.63% | 6.352% | 36.88% | -16.3% | -23.45% | 6.352% | -21.55% | 25.71% | -28.25% | 6.492% | -0.3247% | 28.29% | -21.55% | -28.25% | -0.3247%
229 | 7210 | 33.3648 | -81.0321 | 417.3 | 66.8369 | 1482731.23 | 41% | 9.612 | 40.42 | 9.4434 | 25167096.8211 | 22 | SC | Orangeburg | Cope | South Carolina Electric & Gas Co. | Cope | Cope | 0 |  | 1 |  | -13.64% | -45.53% | -30.07% | -53.85% | -6.759% | -44.41% | -45.53% | -53.85% | -44.41% | -10.21% | -43.36% | -27.29% | -52.02% | -3.053% | -42.2% | -43.36% | -52.02% | -42.2%
230 | 160 | 32.0575 | -109.892 | 408 | 74.2429 | 623300.195 | 17% | 12.413 | 27.65 | 5.023 | 25910534.7757 | 36 | AZ | Cochise | Cochise | Arizona Electric Power Coop, Inc. | Apache | Apache | 0 |  | 1 |  | 75.66% | -50.06% | 39.93% | -57.7% | 80.65% | -49.04% | -50.06% | -57.7% | -49.04% | 146.9% | -29.8% | 96.71% | -40.53% | 154% | -28.36% | -29.8% | -40.53% | -28.36%
231 | 891 | 40.2815 | -90.079 | 488 | 36.7474 | 2441676.6 | 57% | 12.272 | 19.81 | 3.6455 | 32454441.6411 | 56 | IL | Mason | Havana | Dynegy Midwest Generation, Inc. | Havana | Havana | 0 |  | 1 |  | -14.58% | 26.03% | -6.776% | 6.768% | 26.23% | 28.62% | -14.58% | -6.776% | 26.23% | -32.53% | -0.4601% | -26.37% | -15.68% | -0.3082% | 1.58% | -32.53% | -26.37% | -0.3082%
232 | 2107 | 38.9147 | -90.2887 | 1099.4 | 35.5279 | 5662828.4 | 59% | 11.449 | 19.3 | 3.8198 | 70265117.4744 | 51 | MO | St. Charles | West Alton | Ameren Missouri Union Electric Co. | Sioux | Sioux | 0 |  | 1 |  | 12.74% | 24.99% | 18.26% | 5.883% | 32.78% | 27.55% | 12.74% | 5.883% | 27.55% | 3.977% | 15.27% | 9.065% | -2.347% | 22.46% | 17.64% | 3.977% | -2.347% | 17.64%
233 | 3935 | 38.4748 | -81.8212 | 2932.6 | 48.3606 | 12924819 | 50% | 10.01 | 27.67 | 6.2382 | 186795044.9196 | 46 | WV | Putnam | Saint Albans | Appalachian Power Co. | John E Amos | John E Amos | 0 |  | 1 |  | 32.99% | -6.768% | 5.268% | -21.02% | 39.69% | -4.856% | -6.768% | -21.02% | -4.856% | 31.19% | -8.029% | 3.844% | -22.09% | 37.8% | -6.143% | -8.029% | -22.09% | -6.143%
234 | 6034 | 42.7753 | -82.4943 | 1395 | 40.7866 | 7580516.3 | 62% | 11.677 | 24.37 | 4.7295 | 88594449.08 | 28 | MI | St. Clair | East China Twp | DTE Electric Co. | Belle River | Belle River | 0 |  | 1 |  | -16.74% | 16.7% | -25.99% | -1.135% | 1.23% | 19.1% | -16.74% | -25.99% | 1.23% | -28.07% | 0.8297% | -36.06% | -14.58% | -12.54% | 2.897% | -28.07% | -36.06% | -12.54%
235 | 6264 | 38.9776 | -81.9364 | 1300 | 48.7653 | 5689196.2 | 50% | 10.101 | 27.92 | 6.2992 | 82755509.5498 | 38 | WV | Mason | New Haven | Appalachian Power Co. | Mountaineer | Mountaineer | 0 |  | 1 |  | 19.72% | -8.545% | -3.677% | -22.52% | 28.39% | -6.67% | -8.545% | -22.52% | -6.67% | 23.28% | -5.824% | -0.8117% | -20.22% | 32.21% | -3.894% | -5.824% | -20.22% | -3.894%
236 | 6772 | 34.0147 | -95.3209 | 446 | 38.4437 | 1638013.5 | 42% | 11.063 | 18.24 | 3.7458 | 26958196.3715 | 36 | OK | Choctaw | Fort Towson | Western Farmers Electric Coop | Hugo | Hugo (WEFA) | 0 |  | 1 |  | -2.892% | 4.049% | 3.178% | -11.86% | 15.87% | 6.181% | -2.892% | -11.86% | 6.181% | -4.65% | 2.165% | 1.31% | -13.45% | 13.78% | 4.259% | -4.65% | -13.45% | 4.259%
237 | 59 | 40.8538 | -98.3483 | 109.8 | 27.6999 | 597841.2 | 62% | 11.228 | 13.37 | 2.7083 | 6947867.7798 | 36 | NE | Hall | Grand Island | Grand Island Utilities Dept. | Platte | Platte (21260) | 0 |  | 3 | Inconsistent data. Used VCE generation data | -14.46% | 48.58% | -19.6% | 25.87% | 13.31% | 51.63% | -14.46% | -19.6% | 13.31% | -14.61% | 48.31% | -19.75% | 25.64% | 13.1% | 51.35% | -14.61% | -19.75% | 13.1%
238 | 4143 | 43.5591 | -91.2304 | 345.6 | 41.1228 | 1679750.1 | 55% | 11.272 | 22.86 | 4.6252 | 22907768.0637 | 62 | WI | Vernon | Genoa | Dairyland Power Coop | Genoa | Genoa | 0 |  | 1 |  | -12.47% | 20.98% | -23.01% | 2.485% | 5.19% | 23.46% | -12.47% | -23.01% | 5.19% | -31.86% | -5.82% | -40.06% | -20.22% | -18.11% | -3.889% | -31.86% | -40.06% | -18.11%
239 | 6113 | 38.3721 | -87.7677 | 3339.5 | 44.03 | 17597324 | 60% | 10.445 | 25.74 | 5.622 | 222922179.3976 | 40 | IN | Gibson | NOT GIVEN | Duke Energy Indiana, Inc. | Gibson | Gibson (PSI) | 0 |  | 1 |  | -3.637% | -1.675% | -16.61% | -16.7% | 12.34% | 0.3406% | -3.637% | -16.7% | 0.3406% | -7.712% | -5.832% | -20.13% | -20.23% | 7.589% | -3.902% | -7.712% | -20.23% | -3.902%
240 | 6004 | 39.3684 | -81.2929 | 1368 | 48.0714 | 7000558.2 | 58% | 10.624 | 29.36 | 6.2009 | 87580325.4669 | 39 | WV | Pleasants | Willow Island | Monongahela Power Co. | Pleasants | Pleasants | 0 |  | 1 |  | 31.42% | -5.03% | 4.694% | -19.55% | 39.02% | -3.083% | -5.03% | -19.55% | -3.083% | 25.85% | -9.054% | 0.2576% | -22.96% | 33.13% | -7.19% | -9.054% | -22.96% | -7.19%
241 | 602 | 39.1821 | -76.5403 | 1370 | 67.229 | 4705350.3 | 39% | 11.189 | 38.33 | 7.8225 | 99172338.7512 | 31 | MD | Anne Arundel | Baltimore | Talen Energy Corp | Brandon Shores | Brandon Shores | 0 |  | 1 |  | 3.505% | -34.67% | -18.54% | -44.65% | 7.695% | -33.33% | -34.67% | -44.65% | -33.33% | -0.55% | -37.23% | -21.73% | -46.82% | 3.475% | -35.94% | -37.23% | -46.82% | -35.94%
242 | 6469 | 47.3706 | -101.8356 | 869.8 | 22.8725 | 6426455.8 | 84% | 11.378 | 12.28 | 2.4322 | 52441227.2549 | 33 | ND | Mercer | Beulah | Basin Electric Power Coop | Antelope Valley | Antelope Valley (BEPC) | 0 |  | 1 |  | 22.77% | 100.6% | 12.15% | 69.9% | 55.72% | 104.7% | 22.77% | 12.15% | 55.72% | 0% | 0% | 0% | 0% | 0% | 0% | 0% | 0% | 0%
243 | 10566 | 39.693 | -75.4863 | 285 | 95.9192 | 646080.36 | 26% | 10.838 | 51.45 | 10.824 | 21737504.7799 | 24 | NJ | Salem | Carneys Point | NAES Corporation | Carneys Point | Carneys Point | 0 |  | 1 |  | -53.65% | -54.77% | -60.21% | -61.68% | -46.39% | -53.84% | -54.77% | -61.68% | -53.84% | -54.23% | -55.33% | -60.7% | -62.16% | -47.06% | -54.42% | -55.33% | -62.16% | -54.42%
244 | 10849 | 47.2867 | -91.2603 | 131.6 | 48.5628 | 350325.66 | 30% | 10.115 | 19.27 | 4.3176 | 8749463.9592 | 60 | MN | Lake | Silver Bay | Silver Bay Power Co. | Silver Bay Power Co. | Silver Bay Power Co. | 0 |  | 1 |  | -8.267% | 4.574% | -21.25% | -11.41% | 6.069% | 6.718% | -8.267% | -21.25% | 6.069% | N/A | N/A | N/A | N/A | N/A | N/A | N/A | N/A | N/A
245 | 10361 | 32.3334 | -81.2006 | 90 | 87.15 | 0 | 12% | 8.228 | 23.46 | 6.5157 | 5415685.1141 | 31 | GA | Effingham | Rincon | Georgia Pacific Corp. | Savannah River Mill | Savannah River Mill |  |  | 2 | Shutdown | #N/A | #N/A | #N/A | #N/A | #N/A | #N/A | #N/A | #N/A | #N/A | -18.48% | -58.14% | -35.38% | -64.54% | -14.68% | -57.28% | -58.14% | -64.54% | -57.28%
246 | 10043 | 39.7916 | -75.4074 | 242.3 | 97.3286 | 533470.55 | 25% | 10.946 | 51.97 | 10.6873 | 18496146.7671 | 24 | NJ | Gloucester | Bridgeport | Cogentrix Power Holdings II, LLC | Logan | Logan Generating Plant | 0 |  | 1 |  | -29.44% | -49.68% | -43.51% | -57.38% | -25.34% | -48.65% | -49.68% | -57.38% | -48.65% | -30.7% | -50.58% | -44.52% | -58.13% | -26.67% | -49.57% | -50.58% | -58.13% | -49.57%
247 | 10075 | 47.5307 | -90.911 | 168 | 44.62 | 0 | 42% | 11.643 | 22.18 | 4.3105 | 11214350.569 | 56 | MN | Cook | Hoyt Lakes | Minnesota Power, Inc. | Taconite Harbor | Taconite Harbor Energy Center |  |  | 2 | Shutdown | #N/A | #N/A | #N/A | #N/A | #N/A | #N/A | #N/A | #N/A | #N/A | N/A | N/A | N/A | N/A | N/A | N/A | N/A | N/A | N/A
248 | 1393 | 30.2854 | -93.2904 | 841.8 | 40.541 | 4268355.5 | 58% | 10.755 | 24.19 | 5.0944 | 48047172.8711 | 59 | LA | Calcasieu | Westlake | Entergy Louisiana (formerly Entergy Gulf States) | Nelson Industrial Steam Co. | Nelson Industrial Steam Co. | 0 |  | 1 |  | 58.31% | -4.181% | 25.05% | -18.83% | 65.97% | -2.217% | -4.181% | -18.83% | -2.217% | 41.73% | -14.21% | 11.96% | -27.33% | 48.6% | -12.46% | -14.21% | -27.33% | -12.46%
249 | 54634 | 40.8221 | -76.1748 | 117 | 46.7013 | 615971.86 | 60% | 13.887 | 28.69 | 4.7133 | 8191180.1051 | 28 | PA | Schuylkill | Shenandoah | Schuylkill Energy Resources | St Nicholas Cogen | St Nicholas Cogeneration Proj | 0 |  | 3 | Inconsistent data. Used VCE capacity data | -21.82% | 0.2572% | -31.36% | -15.07% | -6.313% | 2.312% | -21.82% | -31.36% | -6.313% | -14.41% | 9.758% | -24.85% | -7.02% | 2.565% | 12.01% | -14.41% | -24.85% | 2.565%
250 | 50888 | 40.692 | -75.4787 | 134.1 | 80.9619 | 176949.22 | 15% | 11.25 | 23.24 | 4.71 | 9380420.5714 | 23 | PA | Northampton | Northampton | Northampton Generating Co., LP | Northampton Gen. Co. | Northampton Generating Compan | 0 |  | 1 |  | -0.2549% | -42.8% | -21.09% | -51.54% | 3.577% | -41.63% | -42.8% | -51.54% | -41.63% | 78.35% | 2.277% | 41.09% | -13.36% | 85.2% | 4.374% | 2.277% | -13.36% | 4.374%
251 | 56248? | 40.6706 | -80.3363 | 0 | 72.15 | 0 | 29% | 19.334 | 39.94 | 4.6784 | 0 | 60 | PA | Beaver | Monaca | Horsehead Corp. | GF Weaton | GF Weaton Power Station |  |  | 2 | Shutdown | #N/A | #N/A | #N/A | #N/A | #N/A | #N/A | #N/A | #N/A | #N/A | -6.164% | -32.12% | -25.46% | -42.5% | -1.371% | -30.73% | -32.12% | -42.5% | -30.73%
252 | 50976 | 27.0392 | -80.5147 | 395.4 | 3620.4825 | 6665.804 | 0% | 9.587 | 34.19 | 8.1102 | 23851462.0364 | 23 | FL | Martin | Indiantown | Indiantown Cogeneration, LP | Indiantown Cogen | Indiantown Cogeneration Facility | 0 |  | 1 |  | -97.99% | -98.93% | -98.39% | -99.09% | -97.87% | -98.91% | -98.93% | -99.09% | -98.91% | -3.07% | -48.29% | -22.08% | -56.19% | 2.694% | -47.23% | -48.29% | -56.19% | -47.23%
253 | 10495 | 44.5519 | -70.5422 | 115 | 224.0894 | 56284.362 | 6% | 12.491 | 74.36 | 13.4976 | 7667722.1888 | 46 | ME | Oxford | Rumford | Catalyst Paper | Rumford Cogen Co | Rumford Cogeneration Co | 0 | #N/A | 3 | Inconsistent data. Used VCE capacity data | -80.12% | -78.5% | -79.94% | -81.78% | -77.02% | -78.06% | -80.12% | -81.78% | -78.06% | N/A | N/A | N/A | N/A | N/A | N/A | N/A | N/A | N/A
254 | 887 | 37.2094 | -88.8583 | 1099.8 | 37.3446 | 4808570.2 | 50% | 11.421 | 18.43 | 3.6964 | 73178137.2617 | 64 | IL | Massac | Joppa | Electric Energy, Inc. | Joppa Steam | Joppa Steam | 0 |  | 1 |  | 4.728% | 17.19% | 10.54% | -0.7196% | 23.88% | 19.6% | 4.728% | -0.7196% | 19.6% | -17.59% | -7.783% | -13.02% | -21.88% | -2.523% | -5.893% | -17.59% | -21.88% | -5.893%
255 | 6641 | 35.6783 | -91.4077 | 1800 | 34.7176 | 9676311.7 | 61% | 10.724 | 19.33 | 4.1187 | 109041827.8239 | 35 | AR | Independence | Newark | Entergy Arkansas, Inc. | Independence | Independence | 0 |  | 1 |  | 13.97% | 17.64% | -0.887% | -0.3449% | 34.52% | 20.05% | 13.97% | -0.887% | 20.05% | 0.4476% | 3.681% | -12.65% | -12.17% | 18.56% | 5.806% | 0.4476% | -12.65% | 5.806%
256 | 10378 | 33.9444 | -78.0126 | 135 | 234.6231 | 48360.803 | 4% | 12.786 | 48.71 | 8.603 | 8574859.6764 | 31 | NC | Brunswick | Southport | Capital Power Corp. | Cogentrix Southport | Southport | 0 | #N/A | 3 | Inconsistent data. Used VCE capacity data | -84.46% | -84.75% | -86.35% | -87.08% | -81.37% | -84.43% | -84.75% | -87.08% | -84.43% | -48.47% | -49.42% | -54.75% | -57.16% | -38.23% | -48.39% | -49.42% | -57.16% | -48.39%
257 | 6031 | 38.6902 | -83.4804 | 660.6 | 67.6416 | 1458240.3 | 25% | 13.234 | 32.09 | 5.4599 | 43881060.4749 | 36 | OH | Adams | Manchester | Dayton Power & Light Co. | Killen | Killen | 1 | 2018 | 1 |  | #N/A | #N/A | #N/A | #N/A | #N/A | #N/A | #N/A | #N/A | #N/A | 25.95% | -16.09% | -0.1981% | -28.92% | 32.19% | -14.37% | -16.09% | -28.92% | -14.37%
258 | 207 | 30.4309 | -81.551 | 1358 | #DIV/0! | 0 | 0% | 10.772 | 38.42 | 8.1229 | 81516243.9413 | 31 | FL | Duval | Jacksonville | Jacksonville Electric Authority | St. Johns River Power Park | St. Johns River Power | 1 | 2018 | 2 | Shutdown. Source: https://www.jea.com/about/electric_systems/electric_facilities/st__johns_river_power_park/ | #N/A | #N/A | #N/A | #N/A | #N/A | #N/A | #N/A | #N/A | #N/A | 6.831% | -44.7% | -16.19% | -53.16% | 10.16% | -43.57% | -44.7% | -53.16% | -43.57%
259 | 525 | 40.4871 | -107.1855 | 465.4 | 34.6808 | 2321013.3 | 57% | 11.094 | 18.75 | 3.8446 | 28052087.2297 | 48 | CO | Routt | Hayden | PSC of Colorado | Hayden | Hayden | 0 |  | 1 |  | 355.6% | 20.97% | 261.4% | 2.476% | 364.4% | 23.45% | 20.97% | 2.476% | 23.45% | 338.3% | 16.37% | 247.6% | -1.417% | 346.7% | 18.76% | 16.37% | -1.417% | 18.76%
260 | 2817 | 47.2808 | -101.3197 | 656 | 26.942 | 3354493.997 | 58% | 11.728 | 12.66 | 2.4406 | 39722068.1279 | 48 | ND | Mercer | Stanton | Basin Electric Power Coop | Leland Olds | Leland Olds | 0 |  | 1 |  | 23.39% | 71.28% | 9.993% | 45.1% | 50.69% | 74.8% | 23.39% | 9.993% | 50.69% | N/A | N/A | N/A | N/A | N/A | N/A | N/A | N/A | N/A
261 | 2908 | 41.5261 | -81.662 | 0 | 51.52 | 0 | 40.63% | 11.253 | 27.29 | 5.5387 | 0 | 64 | OH | Cuyahoga | Cleveland | Cleveland Public Power | Lake Road | Lake Road (CLEV) |  |  | 2 | Shutdown | #N/A | #N/A | #N/A | #N/A | #N/A | #N/A | #N/A | #N/A | #N/A | 110.3% | 294% | 72.73% | 294% | 91.01% | 294% | 110.3% | 72.73% | 91.01%
262 | 3497 | 31.8206 | -96.0554 | 1186.8 | 107.3699 | 816416.15 | 8% | 11.579 | 16.15 | 3.1511 | 71900836.4136 | 47 | TX | Freestone | Fairfield | Luminant Energy Company, LLC | Big Brown | Big Brown | 1 | 2018 | 1 |  | #N/A | #N/A | #N/A | #N/A | #N/A | #N/A | #N/A | #N/A | #N/A | 4.959% | 17.61% | -7.169% | -0.3637% | 26.62% | 20.03% | 4.959% | -7.169% | 20.03%
263 | 6648 | 30.5667 | -97.0645 | 590.6 | #DIV/0! | 0 | 0% | 11.16 | 15.57 | 3.1631 | 35496775.2114 | 37 | TX | Milam | Rockdale | Luminant Energy Company, LLC | Sandow 4&5 | Sandow 4 & 5 | 1 | 2018 | 2 | Shutdown. Source: https://investor.vistraenergy.com/investor-relations/news/press-release-details/2017/Luminant-to-Close-Two-Texas-Power-Plants/default.aspx | #N/A | #N/A | #N/A | #N/A | #N/A | #N/A | #N/A | #N/A | #N/A | 14.41% | 39.55% | 1.975% | 18.22% | 40.38% | 42.41% | 14.41% | 1.975% | 40.38%
264 | 55076 | 33.3762 | -89.2184 | 500 | 35.3444 | 2831491.535 | 65% | 11.115 | 20.51 | 4.2027 | 30103561.1181 | 17 | MS | Choctaw | Chester | Choctaw Generation, LP | Red Hills | Red Hills Generation Facility | 0 |  | 3 | Inconsistent data. Used VCE capacity data | 35.9% | 4.77% | 15.79% | -11.24% | 55.25% | 6.918% | 4.77% | -11.24% | 6.918% | 34.91% | 4.006% | 14.95% | -11.89% | 54.12% | 6.138% | 4.006% | -11.89% | 6.138%
265 | 56456 | 35.6637 | -89.9455 | 720 | 30 | 5196708.7 | 82% | 9.736 | 17.55 | 4.1043 | 43369939.6574 | 8 | AR | Mississippi | Osceola | LS Power, LLC | Plum Point Energy Stn | Plum Point Energy Station | 0 |  | 1 |  | 25.26% | 36.97% | 9.927% | 16.03% | 49.28% | 39.78% | 25.26% | 9.927% | 39.78% | 16.09% | 26.94% | 1.874% | 7.532% | 38.34% | 29.54% | 16.09% | 1.874% | 29.54%
266 | 55749 | 45.7546 | -107.5998 | 115.7 | #DIV/0! | 0 | 0% | 12.082 | 15.7 | 2.9496 | 7312977.5398 | 12 | MT | Big Horn | Hardin | Centennial Energy Resources, LLC | Hardin | Hardin Generating Station | 0 |  | 2 | Most probably shutdown. Source: https://helenair.com/news/state-and-regional/hardin-coal-fired-power-plant-sells-to-possible-cryptocurrency-company/article_7c91dbaa-bad5-55b0-a129-d0cd91440814.html | #N/A | #N/A | #N/A | #N/A | #N/A | #N/A | #N/A | #N/A | #N/A | N/A | N/A | N/A | N/A | N/A | N/A | N/A | N/A | N/A
267 | 55856 | 38.2793 | -89.6668 | 1766 | 29.0251 | 11512875 | 74% | 9.348 | 15.09 | 3.6534 | 118372131.1855 | 6 | IL | Washington | Marissa | Peabody Energy Corp. | Prairie State Energy Campus | Prairie State Energy Campus (49152) | 0 |  | 1 |  | 41.78% | 50.31% | 23.11% | 27.33% | 66.17% | 53.39% | 41.78% | 23.11% | 53.39% | 34.3% | 42.37% | 16.62% | 20.61% | 57.4% | 45.29% | 34.3% | 16.62% | 45.29%
268 | 7097 | 29.3119 | -98.3223 | 1444 | 44.4161 | 7199494.2 | 57% | 20.909 | 29.16 | 3.1965 | 86823193.6063 | 8 | TX | Bexar | San Antonio | City Public Service Board of San Antonio | Calaveras Lake | Calaveras Lake | 0 |  | 1 |  | 29.48% | 7.076% | 10.29% | -9.292% | 47.86% | 9.271% | 7.076% | -9.292% | 9.271% | 15.3% | -4.653% | -1.788% | -19.23% | 31.66% | -2.698% | -4.653% | -19.23% | -2.698%
269 | 56224 | 40.746 | -116.5297 | 242 | 47.071 | 1042499.6 | 49% | 10.963 | 25.6 | 5.2866 | 16872257.258 | 10 | NV | Lander | Battle Mountain | Newmont Mining Corp. | TS Ranch Pwr 1 | TS Ranch Power 1 (47672) | 0 |  | 1 |  | 281.7% | -11.36% | 207.5% | -24.91% | 294% | -9.54% | -11.36% | -24.91% | -9.54% | 128.4% | -27.6% | 82.56% | -38.67% | 135.5% | -26.11% | -27.6% | -38.67% | -26.11%
270 | 56163 | 40.5839 | -112.0995 | 82 | #DIV/0! | 0 | 0% | 11.3 | 24.47 | 4.8827 | 5223621.7435 | 42 | UT | Salt Lake | Bingham Canyon | Kennecott Utah Copper Corp. | Kennecott Utah Copper | Kennecott Utah Copper (Utah Smelter) | 0 |  | 2 | Shutdown. Source: http://utahrails.net/bingham/central-power-station.php | #N/A | #N/A | #N/A | #N/A | #N/A | #N/A | #N/A | #N/A | #N/A | 116.9% | -15.77% | 74.91% | -28.64% | 126.5% | -14.04% | -15.77% | -28.64% | -14.04%
271 | 56564 | 33.6498 | -93.8119 | 609 | 29.6225 | 4175510 | 78% | 9.263 | 16.7 | 4.1359 | 36688274.5341 | 6 | AR | Hempstead | Fulton | Southwestern Electric Power Co. | Hempstead County | John W. Turk, Jr. Power Plant | 0 |  | 1 |  | 65.98% | 38.67% | 35.35% | 17.47% | 82.18% | 41.51% | 38.67% | 17.47% | 41.51% | 52.54% | 27.43% | 24.38% | 7.954% | 67.42% | 30.05% | 27.43% | 7.954% | 30.05%
272 | 10554 | 28.6475 | -96.5399 | 0 | #DIV/0! | 0 | #DIV/0! | 13.455 | 18.77 | 3.1577 | 0 | 7 | TX | Calhoun | Point Comfort | Formosa Plastics Corp. | Formosa CFB | Formosa CFB Power Plant | 0 | #N/A | 4 | Converted to gas | #N/A | #N/A | #N/A | #N/A | #N/A | #N/A | #N/A | #N/A | #N/A | -41.79% | -36.2% | -49.2% | -45.96% | -31.24% | -34.9% | -41.79% | -49.2% | -34.9%
274 | 2850 | 38.6362 | -83.6938 | 1830.6 | 91.3972 | 2064674.6 | 13% | 10.964 | 26.59 | 5.5219 | 122404991.2149 | 47 | OH | Adams | Aberdeen | Dayton Power & Light Co. | Stuart | Stuart (DP&L) | 1 | 2018 | 1 |  | #N/A | #N/A | #N/A | #N/A | #N/A | #N/A | #N/A | #N/A | #N/A | 32.68% | -7.076% | 5.597% | -21.28% | 40.06% | -5.172% | -7.076% | -21.28% | -5.172%
275 | 50481 | 36.5202 | -82.5392 | 131.3 | 49.2199 | 646675.98 | 56% | 12.491 | 31.2 | 5.7089 | 7961213.1514 | 53 | TN | Sullivan | Kingsport | Eastman Chemical Co. | Tennessee Eastman | Tennessee Eastman | 0 |  | 1 |  | 195.3% | -21.88% | 125.2% | -33.82% | 190.2% | -20.27% | -21.88% | -33.82% | -20.27% | 197.1% | -21.4% | 126.5% | -33.42% | 191.9% | -19.79% | -21.4% | -33.42% | -19.79%
276 | 54081 | 37.4556 | -77.4308 | 229.6 | 463.5108 | 38985 | 2% | 13.396 | 42.88 | 7.2539 | 16115498.8642 | 26 | VA | Richmond City | Richmond | Calypso Energy Holdings, LLC | Cogentrix Richmond | Cogentrix Richmond | 0 |  | 1 |  | -86.75% | -90.74% | -89.49% | -92.15% | -86.02% | -90.55% | -90.74% | -92.15% | -90.55% | -52.74% | -66.96% | -62.5% | -72.01% | -50.12% | -66.28% | -66.96% | -72.01% | -66.28%
277 | 2062 | 37.6469 | -87.5028 | 0 | #DIV/0! | 0 | #DIV/0! | 10.982 | 24.69 | 5.1088 | 0 | 45 | KY | Webster | Sebree | Western Kentucky Energy Corp. | Henderson Station II | Henderson II | 0 | #N/A | 2 | Shutdown. Source:https://www.thegleaner.com/story/news/2018/08/29/coal-fired-station-two-power-plant-another-big-step-closer-closure/1136149002/ | #N/A | #N/A | #N/A | #N/A | #N/A | #N/A | #N/A | #N/A | #N/A | -25.93% | -10.69% | -21.05% | -24.34% | -10.27% | -8.859% | -25.93% | -24.34% | -10.27%
278 | 1384 | 36.9981 | -84.5919 | 344 | 70.4047 | 559352.22 | 19% | 12.534 | 28.18 | 5.1421 | 20742216.4413 | 51 | KY | Pulaski | Somerset | East Kentucky Power Coop, Inc. | Cooper | Cooper | 0 |  | 1 |  | 3.855% | -41.45% | -17.75% | -50.4% | 8.44% | -40.25% | -41.45% | -50.4% | -40.25% | 2.37% | -42.29% | -18.93% | -51.11% | 6.89% | -41.1% | -42.29% | -51.11% | -41.1%
279 | 4078 | 44.8606 | -89.6553 | 945.5 | 42.3284 | 4576936.2 | 55% | 11.765 | 23.86 | 4.6368 | 63306153.196 | 37 | WI | Marathon | Rothschild | Wisconsin Public Service Corp. | Weston 4 | Weston | 0 |  | 1 |  | -22.84% | 23.8% | -31.26% | 4.874% | -5.41% | 26.34% | -22.84% | -31.26% | -5.41% | N/A | N/A | N/A | N/A | N/A | N/A | N/A | N/A | N/A
280 | 4125 | 44.082 | -87.6558 | 63.4 | 67.2546 | 119775.005 | 22% | 13.461 | 27.3 | 4.6049 | 4234014.3141 | 47 | WI | Manitowoc | Manitowoc | Manitowoc Public Utilities | Manitowoc | Manitowoc | 0 |  | 1 |  | -61.45% | -26.09% | -55.1% | -37.39% | -50.13% | -24.58% | -61.45% | -55.1% | -50.13% | N/A | N/A | N/A | N/A | N/A | N/A | N/A | N/A | N/A
281 | 4271 | 44.3036 | -91.9126 | 387 | 41.3906 | 1887860 | 56% | 11.372 | 23.06 | 4.5832 | 25953202.1525 | 39 | WI | Buffalo | Alma | Dairyland Power Coop | JP Madgett | J.P. Madgett | 0 |  | 1 |  | -5.863% | 20.86% | -17.99% | 2.382% | 11.43% | 23.33% | -5.863% | -17.99% | 11.43% | N/A | N/A | N/A | N/A | N/A | N/A | N/A | N/A | N/A
282 | 6180 | 31.1803 | -96.4866 | 1795.4 | 27.0754 | 12154845.24 | 77% | 10.774 | 15.03 | 3.1707 | 107871603.2209 | 9 | TX | Robertson | Bremond | Luminant Energy Company, LLC | Oak Grove | Oak Grove | 0 |  | 1 |  | 22.39% | 45.81% | 9.146% | 23.53% | 49.57% | 48.8% | 22.39% | 9.146% | 48.8% | 15.87% | 38.05% | 3.331% | 16.94% | 41.6% | 40.88% | 15.87% | 3.331% | 40.88%
283 | 8023 | 43.4864 | -89.4203 | 1112 | 37.601 | 6636481.98 | 68% | 10.741 | 21.78 | 4.629 | 74275364.0728 | 42 | WI | Columbia | Pardeeville | Wisconsin Power & Light Co. | Columbia | Columbia (WPL) | 0 |  | 1 |  | -2.09% | 28.66% | -13.86% | 8.991% | 17.14% | 31.29% | -2.09% | -13.86% | 17.14% | -16.48% | 9.746% | -26.52% | -7.029% | -0.078% | 12% | -16.48% | -26.52% | -0.078%
284 | 10384 | 36.0373 | -77.7533 | 114.8 | 151.03 | 0 | 9% | 16.266 | 61.97 | 8.6363 | 7322225.0971 | 28 | NC | Nash | Rocky Mount | Calypso Energy Holdings, LLC | DC Battle Cogen | DC Battle Cogeneration |  |  | 2 | Shutdown | #N/A | #N/A | #N/A | #N/A | #N/A | #N/A | #N/A | #N/A | #N/A | -70.12% | -75.26% | -74.38% | -79.05% | -65.52% | -74.76% | -75.26% | -79.05% | -74.76%
285 | 10671 | 35.1931 | -94.6458 | 350 | 34.8544 | 1833889.413 | 60% | 11.932 | 19.67 | 3.7468 | 20975162.2859 | 27 | OK | Le Flore | Poteau | AES Corp. | AES Shady Point | AES Shady Point Inc. | 0 |  | 1 |  | 66.56% | 15.03% | 39.54% | -2.557% | 85.18% | 17.38% | 15.03% | -2.557% | 17.38% | 64.65% | 13.71% | 37.94% | -3.674% | 83.06% | 16.04% | 13.71% | -3.674% | 16.04%
286 | 0 | 30.5681 | -97.0614 | 0 | 28.07 | 0 | 65% | 10.283 | 14.34 | 3.1696 | 0 | 37 | TX | Milam | Rockdale | Alcoa, Inc. | Sandow Station 1,2 &3 | Sandow Station 1,2 &3 |  |  | 2 | Shutdown | #N/A | #N/A | #N/A | #N/A | #N/A | #N/A | #N/A | #N/A | #N/A | 14.41% | 39.55% | 1.975% | 18.22% | 40.38% | 42.41% | 14.41% | 1.975% | 40.38%
287 | 56068 | 42.8492 | -87.8336 | 1402.6 | 35.3269 | 7890204.17 | 64% | 9.268 | 18.79 | 4.6404 | 93866545.1379 | 8 | WI | Milwaukee | Oak Creek | Wisconsin Electric Power Co. | Elm Road | Elm Road Generating | 0 | #N/A | 1 |  | -5.502% | 33.19% | -15.81% | 12.83% | 15.31% | 35.92% | -5.502% | -15.81% | 15.31% | -10.95% | 25.5% | -20.67% | 6.319% | 8.655% | 28.08% | -10.95% | -20.67% | 8.655%
288 | 56596 | 44.2919 | -105.3806 | 116 | 28.6598 | 894833 | 88% | 11.604 | 17.11 | 3.326 | 7358930.2056 | 8 | WY | Campbell | Gillette | Black Hills Generation, Inc. | Wygen III | Wygen III | 0 | #N/A | 3 | Inconsistent data. Used VCE generation data | 7.663% | 38.57% | -4.279% | 17.39% | 30.95% | 41.41% | 7.663% | -4.279% | 30.95% | N/A | N/A | N/A | N/A | N/A | N/A | N/A | N/A | N/A
289 | 56609 | 44.3889 | -105.4608 | 483.7 | 29.1623 | 2974851 | 70% | 10.527 | 15.52 | 3.3683 | 30563586.6783 | 7 | WY | Campbell | Gillette | Basin Electric Power Coop | Dry Fork Station | Dry Fork Station | 0 | #N/A | 1 |  | 28.83% | 50.12% | 13.06% | 27.18% | 53.53% | 53.2% | 28.83% | 13.06% | 53.2% | N/A | N/A | N/A | N/A | N/A | N/A | N/A | N/A | N/A
290 | 56611 | 31.4744 | -96.9571 | 1008 | 27.2716 | 6469237 | 73% | 10.578 | 14.75 | 3.1478 | 60641046.8417 | 5 | TX | Mclennan | Riesel | LS Power, LLC | Sandy Creek Energy Stn | Sandy Creek Energy Station | 0 | #N/A | 1 |  | 20.08% | 41.45% | 7.257% | 19.83% | 47.11% | 44.35% | 20.08% | 7.257% | 44.35% | -9.014% | 7.182% | -18.73% | -9.202% | 11.47% | 9.379% | -9.014% | -18.73% | 9.379%
291 | 56671 | 39.7079 | -79.959 | 807.5 | 41.0068 | 5208252.1 | 74% | 9.008 | 24.9 | 6.3102 | 51023051.9786 | 7 | WV | Monongalia | Maidsville | Genpower LLC | Longview Power | Longview Power | 0 | #N/A | 1 |  | 47.09% | 12.21% | 16.95% | -4.943% | 55.69% | 14.51% | 12.21% | -4.943% | 14.51% | 45.29% | 10.83% | 15.51% | -6.109% | 53.78% | 13.1% | 10.83% | -6.109% | 13.1%
292 | 56808 | 36.9164 | -82.3381 | 668 | 56.3435 | 2736100.4 | 47% | 9.988 | 31.97 | 7.2736 | 46787199.6007 | 6 | VA | Wise | NOT GIVEN | Dominion Virginia Power | Virginia City | Virginia City Hybrid Energy Center | 0 | #N/A | 1 |  | 82.41% | -23.06% | 40.84% | -34.82% | 83.33% | -21.48% | -23.06% | -34.82% | -21.48% | 93.89% | -18.21% | 49.71% | -30.71% | 94.87% | -16.54% | -18.21% | -30.71% | -16.54%
293 | 7960 | 32.6547 | -88.7622 | 0 | 31.39 | 0 | 52% | 7.585 | 14 | 4.1738 | 0 | 4 | MS | Kemper | Liberty | South Mississippi Electric Power Association | Kemper Cnty IGCC | Kemper County IGCC |  |  | 2 | Shutdown (didn't start IGCC, using gas instead) | #N/A | #N/A | #N/A | #N/A | #N/A | #N/A | #N/A | #N/A | #N/A | 75.56% | 16.04% | 41.77% | -1.699% | 89.56% | 18.42% | 16.04% | -1.699% | 18.42%
294 | 57842 | 39.53 | -87.4247 | 0 | 136.25 | 0 | 8% | 14.425 | 35.55 | 5.5713 | 0 | 23 | IN | NOT APPLICABLE | NOT GIVEN | Wabash Valley Power Association | Wabash Valley Pwr IGCC | Wabash Valley Power IGCC |  |  | 2 | Shutdown | #N/A | #N/A | #N/A | #N/A | #N/A | #N/A | #N/A | #N/A | #N/A | -74.28% | -66.43% | -72.71% | -71.56% | -68.92% | -65.74% | -74.28% | -72.71% | -68.92%
295 | 1702 | 43.645 | -83.8401 | 544 | 44.0984 | 2284670.628 | 48% | 11.196 | 24.1541 | 4.7419 | 34732180.1967 | 60 | MI | Bay | Essexville | Consumers Energy Co | Dan E Karn | Dan E Karn | 0 | #N/A | 1 |  | -32.81% | 6.506% | -24.64% | -9.775% | -15.84% | 8.689% | -32.81% | -24.64% | -15.84% | #N/A | #N/A | #N/A | #N/A | #N/A | #N/A | #N/A | #N/A | #N/A
296 | 1355 | 37.7883 | -84.7126 | 757.1 | 56.2181 | 2031286.5 | 31% | 11.62 | 28.8803 | 5.0919 | 45187862.853 | 62 | KY | Mercer | Harrodsburg | Kentucky Utilities Co | E W Brown | E W Brown | 0 | #N/A | 1 |  | -29.6% | -26.32% | -25.81% | -37.58% | -16.91% | -24.81% | -29.6% | -37.58% | -24.81% | #N/A | #N/A | #N/A | #N/A | #N/A | #N/A | #N/A | #N/A | #N/A
297 | 3140 | 40.0961 | -76.6962 | 1567 | 138.5536 | 1000167.9 | 7% | 11.685 | 24.1378 | 4.719 | 109715122.5606 | #N/A | PA | York | York Haven | Brunner Island LLC | Brunner Island | Brunner Island | 0 | #N/A | 3 | Coal, but air quality gas in summer | -47.81% | -66.61% | -58.43% | -71.72% | -45.17% | -65.93% | -66.61% | -71.72% | -65.93% | #N/A | #N/A | #N/A | #N/A | #N/A | #N/A | #N/A | #N/A | #N/A
298 | 6004 | 39.3667 | -81.2944 | 1368 | 47.9162 | 7000558.2 | 58% | 10.56 | 29.1864 | 6.264 | 87268112.8946 | 40 | WV | Pleasants | Willow Island | Allegheny Energy Supply Co LLC | FirstEnergy Pleasants Power Station | FirstEnergy Pleasants Power Station | 0 |  | 1 |  | 31.42% | -5.03% | 4.694% | -19.55% | 39.02% | -3.083% | -5.03% | -19.55% | -3.083% | 25.85% | -9.054% | 0.2576% | -22.96% | 33.13% | -7.19% | -9.054% | -22.96% | -7.19%
299 | 3809 | 37.2144 | -76.4611 | 375 | 118.1344 | 362709.64 | 11% | 11.438 | 39.4832 | 7.2854 | 25885047.4226 | 62 | VA | York | Yorktown | Virginia Electric & Power Co | Yorktown | Yorktown | 0 | #N/A | 1 |  | -64.11% | -64.35% | -68.94% | -69.8% | -58.16% | -63.62% | -64.35% | -69.8% | -63.62% | #N/A | #N/A | #N/A | #N/A | #N/A | #N/A | #N/A | #N/A | #N/A
300 | 6639 | 37.6461 | -87.5 | 586 | 37.4588 | 3048331.8 | 59% | 11.081 | 20.8264 | 5.1187 | 35097537.5443 | 40 | KY | Webster | Robards | Big Rivers Electric Corp | R D Green | R D Green | 0 | #N/A | 1 |  | -31.15% | -16.99% | -26.62% | -29.68% | -16.6% | -15.29% | -31.15% | -29.68% | -16.6% | #N/A | #N/A | #N/A | #N/A | #N/A | #N/A | #N/A | #N/A | #N/A
301 | 56 | 31.488 | -87.9107 | 538 | 62.5069 | 1245578.2 | 26% | 11.804 | 31.5686 | 4.9066 | 32424540.1109 | 50 | AL | Washington | Leroy | PowerSouth Energy Cooperative | Charles R Lowman | Charles R Lowman | 0 |  | 1 |  | 50.79% | -37.5% | 16.52% | -47.05% | 52.48% | -36.22% | -37.5% | -47.05% | -36.22% | 64.08% | -31.99% | 26.79% | -42.38% | 65.92% | -30.59% | -31.99% | -42.38% | -30.59%
302 | 3 | 31.0069 | -88.0103 | 1192.5 | 53.6471 | 3634296.96 | 35% | 10.155 | 28.9084 | 4.9334 | 71978366.699 | 50 | AL | Mobile | Bucks | Alabama Power Co | Barry | Barry | 0 | #N/A | 1 |  | 59.13% | -31.35% | 23.17% | -41.85% | 61.45% | -29.95% | -31.35% | -41.85% | -29.95% | #N/A | #N/A | #N/A | #N/A | #N/A | #N/A | #N/A | #N/A | #N/A
303 | 1378 | 37.2608 | -86.9783 | 1150.2 | 42.4714 | 3822910.871 | 38% | 9.933 | 19.2508 | 5.1112 | 69230219.9201 | 49 | KY | Muhlenberg | Drakesboro | Tennessee Valley Authority | Paradise | Paradise | 0 | #N/A | 1 |  | -6.799% | -1.315% | -18.95% | -16.4% | 10% | 0.7074% | -6.799% | -18.95% | 0.7074% | #N/A | #N/A | #N/A | #N/A | #N/A | #N/A | #N/A | #N/A | #N/A
304 | 6073 | 30.5322 | -88.5553 | 1096.6 | 64.3233 | 2330344.46 | 24% | 11.469 | 31.5995 | 4.1987 | 66473343.8176 | 42 | MS | Jackson | Escatawpa | Mississippi Power Co | Victor J Daniel Jr | Victor J Daniel Jr | 0 | #N/A | 1 |  | 17.22% | -43.32% | -7.68% | -51.99% | 21.58% | -42.16% | -43.32% | -51.99% | -42.16% | #N/A | #N/A | #N/A | #N/A | #N/A | #N/A | #N/A | #N/A | #N/A
305 | 2963 | 36.4317 | -95.7008 | 473 | 30.8142 | 2621945.1 | 63% | 10.402 | 16.2478 | 3.7469 | 28368087.2636 | 40 | OK | Rogers | Oologah | Public Service Co of Oklahoma | Northeastern | Northeastern | 0 | #N/A | 1 |  | 4.475% | 26.62% | -6.459% | 7.264% | 28.47% | 29.21% | 4.475% | -6.459% | 28.47% | #N/A | #N/A | #N/A | #N/A | #N/A | #N/A | #N/A | #N/A | #N/A
306 | 676 | 28.0801 | -81.9229 | 363.8 | 53.8226 | 1526916.9 | 48% | 11.165 | 31.505 | 8.0705 | 21754158.2 | 37 | FL | Polk | Lakeland | City of Lakeland - (FL) | C D McIntosh Jr | C D McIntosh Jr | 0 | #N/A | 1 |  | 75.18% | -23.37% | 36.57% | -35.08% | 78.27% | -21.79% | -23.37% | -35.08% | -21.79% | #N/A | #N/A | #N/A | #N/A | #N/A | #N/A | #N/A | #N/A | #N/A
The resolution of the weather data (wind and solar) is at 3-km. There are sites where more than one coal plant exists, and so the replacement algorithms treat the plants in a combined manner.
The different wind and solar costs are taken from the NREL ATB 2018 projections. The data are 2018 and 2025 (L) low and 2025 (H) middle.
Values in columns Y to AQ are for the difference between new wind or solar LCOE and the MCOE of the coal. Negative values mean the new local wind or solar is lower cost than the MCOE of the existing coal. Positive values mean that the MCOE of the coal is lower than new local wind or solar.
If the MCOE of existing coal is lower than LCOE of new local wind or solar by 25% it is deemed "safe".
If the LCOE of new local wind or solar is lower than the MCOE of the existing coal by more than 25% it is deemed "at substantial risk".
The "at risk" category is when the LCOE of new local wind or solar is lower than MCOE of existing coal by any amount.
The "not at risk" is when the MCOE of existing coal is lower than the LCOE of new local wind or solar by any amount.

## Summary of Updates
| Coal Plants Added (included in flag 1 in the Coal Plant Dataset) | [6 empty] | Coal Plants Removed (all flags 2 & 4 in the Coal Plant Dataset) | [8 empty] | Coal Plants Adjusted (included in flags 1 & 3 in Coal Plant Dataset)
| VCE Coal ID | EIA Plant ID | Degrees Latitude | Degrees Longitude | Capacity (MW) | Generation (MWh) | Reason for update | VCE Coal ID | EIA Plant ID | Degrees Latitude | Degrees Longitude | Original Capacity (MW) | Updated Capacity (MW) | Original Generation (MWh) | Updated Generation (MWh) | Reason for update | VCE Coal ID | EIA Plant ID | Degrees Latitude | Degrees Longitude | Updated Capacity (MW) | Original Capacity (MW) | Change in Capacity | Updated Generation (MWh) | Original Generation (MWh) | Change in Generation | Reason for update
|  |  | Latitude | Longitude | Capacity | Gen. |  |  |  | Latitude | Longitude |  | Capacity | Gen. | Gen.
| 295 | 1702 | 43.645 | -83.8401 | 544 | 2284670.628 | Missing from original | 13 | 469 | 39.808 | -104.9642 | 597 | 0 | 1622323.62 | -4215.756 | Shutdown | 1 | 8 | 33.6446 | -87.2004 | 1166.7 | 1167 | -0.3 | 5490646.4 | 4603464.9 | -887181.5 | Updated using EIA info
| 296 | 1355 | 37.7883 | -84.7126 | 757.1 | 2031286.5 | Missing from original | 32 | 990 | 39.7093 | -86.196 | 1173 | 0 | 1748028.06 | 0 | Shutdown | 2 | 51 | 32.031 | -93.5689 | 720.7 | 721 | -0.3 | 1420845.4 | 3286548.72 | 1865703.32 | Updated using EIA info
| 297 | 3140 | 40.0961 | -76.6962 | 1567 | 1000167.9 | Missing from original | 39 | 1081 | 41.5404 | -90.4478 | 141 | 0 | 185400.9 | 0 | Shutdown | 3 | 56 | 31.4887 | -87.9106 | 538 | 538 | 0 | 1245578.2 | 1320510.24 | 74932.04 | Updated using EIA info
| 298 | 6004 | 39.3667 | -81.2944 | 1368 | 7000558.2 | Missing from original | 42 | 1122 | 42.0254 | -93.6079 | 104 | 0 | 255265.92 | 0 | Converted to gas | 4 | 60 | 40.5803 | -98.3109 | 324.3 | 324 | 0.3 | 1376072.37 | 1192877.28 | -183195.09 | Updated using EIA info
| 299 | 3809 | 37.2144 | -76.4611 | 375 | 362709.64 | Missing from original | 45 | 1294 | 39.0863 | -94.6517 | 162 | 0 | 576995.7131 | 0 | Converted to gas and fuel oil | 5 | 87 | 35.416 | -108.0827 | 257 | 257 | 0 | 1280010.9 | 1081373.76 | -198637.14 | Updated using EIA info
| 300 | 6639 | 37.6461 | -87.5 | 586 | 3048331.8 | Missing from original | 50 | 1383 | 37.6449 | -87.5033 | 162 | 96 | 284018.4 | 0 | Shutdown | 6 | 108 | 37.9309 | -100.9725 | 348.7 | 349 | -0.3 | 1462250.8 | 1346106.96 | -116143.84 | Updated using EIA info
| 301 | 56 | 31.488 | -87.9107 | 538 | 1245578.2 | Missing from original | 61 | 2049 | 30.4394 | -89.026 | 901 | 0 | 631853.28 | 0 | Shutdown | 7 | 113 | 34.9411 | -110.3005 | 839.9 | 840 | -0.1 | 3612301.2 | 2282666.4 | -1329634.8 | Updated using EIA info
| 302 | 3 | 31.0069 | -88.0103 | 1192.5 | 3634296.96 | Missing from original | 75 | 2527 | 42.6792 | -76.9483 | 113 | 0 | 402472.3184 | 0 | Shutdown | 8 | 127 | 34.0826 | -99.1758 | 720 | 720 | 0 | 3315569.4 | 2398377.6 | -917191.8 | Updated using EIA info
| 303 | 1378 | 37.2608 | -86.9783 | 1150.2 | 3822910.871 | Missing from original | 77 | 2554 | 42.4917 | -79.3477 | 596 | 627.2 | 2122774.3519 | 0 | Shutdown | 9 | 130 | 33.37 | -80.1128 | 2390.1 | 2427 | -36.9 | 9523364.99 | 8722783.62 | -800581.37 | Updated using EIA info
| 304 | 6073 | 30.5322 | -88.5553 | 1096.6 | 2330344.46 | Missing from original | 92 | 2917 | 39.41 | -84.5543 | 138 | 0 | 491514.8667 | 0 | Shutdown | 10 | 136 | 29.7338 | -81.6325 | 1471.8 | 1472 | -0.2 | 7688212.9 | 6838882.56 | -849330.34 | Updated using EIA info
| 305 | 2963 | 36.4317 | -95.7008 | 473 | 2621945.1 | Missing from original | 143 | 6147 | 33.0914 | -95.0379 | 1980 | 1980 | 6074838 | 0 | Decomissioned Jan 2018 | 12 | 298 | 31.423 | -96.2531 | 1849.8 | 1706 | 143.8 | 9496253.1 | 8374685.76 | -1121567.34 | Updated using EIA info
| 306 | 676 | 28.0801 | -81.9229 | 363.8 | 1526916.9 | Missing from original | 184 | 3287 | 34.0561 | -81.2177 | 294 | 0 | 927793.44 | 0 | Shutdown | 14 | 470 | 38.2078 | -104.5758 | 1635.3 | 1520 | 115.3 | 9549567.1 | 7994592 | -1554975.1 | Updated using EIA info
[8 empty] | 185 | 1252 | 39.0535 | -95.5681 | 232 | 82 | 264382.56 | 0 | Shutdown | 15 | 492 | 38.8249 | -104.8327 | 207 | 207 | 0 | 915697.36 | 671387.94 | -244309.42 | Updated using EIA info
| Erroneous Coal Plants That Were Completely Removed (not in Coal Plant Dataset) | [6 empty] | 207 | 50491 | 39.7467 | -80.8535 | 123 | 0 | 291118.86 | 0 | Shutdown in 2017 | 16 | 527 | 38.2386 | -108.5083 | 113.8 | 114 | -0.2 | 61090.155 | 249831 | 188740.845 | Updated using EIA info
| VCE Coal ID | EIA Plant ID | Degrees Latitude | Degrees Longitude | MW Capacity | MWh Gen. | Reason for update | 215 | 26 | 33.2425 | -86.4599 | 2034 | 0 | 4279210.56 | 2851865.4 | Shutdown | 17 | 6761 | 40.86 | -105.027 | 293.6 | 280 | 13.6 | 1802038.5 | 2213940.96 | 411902.46 | Updated using EIA info
|  |  | Latitude | Longitude |  |  |  | 220 | 50978 | 43.0653 | -76.2084 | 101 | 0 | 8853.66 | 0 | Shutdown | 18 | 564 | 28.4828 | -81.1676 | 929 | 1248 | -319 | 4451509.9 | 4922985.6 | 471475.7 | Updated using EIA info
| 11 | 58378 | 29.4766 | -95.6342 | 240 | 85468.5 | Gas turbine for coal CCS | 223 | 1295 | 39.1509 | -94.6367 | 370 | 0 | 97302.6 | 0 | Shutdown | 19 | 568 | 41.1707 | -73.1842 | 400 | 419 | -19 | 329700.82 | 73459.08 | -256241.74 | Updated using EIA info
| 273 | 56224 | 40.6498 | -116.9424 | 242 | 1042499.6 | Duplicate entry | 224 | 1381 | 37.963 | -86.7916 | 540 | 602 | 1923319.0437 | 0 | Not generating power since 2017. source: http://www.kentuckynewera.com/news/ap/article_4fa6cb24-dfa6-11e7-a37e-bf5da64b6a3b.html | 20 | 594 | 38.5859 | -75.2341 | 445.5 | 464 | -18.5 | 273388.13 | 488090.88 | 214702.75 | Updated using EIA info
[8 empty] | 245 | 10361 | 32.3334 | -81.2006 | 140 | 90 | 147268.8 | 0 | Shutdown | 21 | 645 | 27.7943 | -82.4038 | 1822.5 | 1908 | -85.5 | 2911008.4 | 6690211.2 | 3779202.8 | Updated using EIA info
|  |  | MW |  |  |  |  | 247 | 10075 | 47.5307 | -90.911 | 168 | 168 | 618528.96 | 0 | Shutdown | 22 | 667 | 30.4165 | -81.5553 | 595 | 1432 | -837 | 2363384.94 | 4770106.56 | 2406721.62 | Updated using EIA info
Original Coal Plants |  |  | 286648 |  |  |  |  | 251 | 56248? | 40.6706 | -80.3363 | 120 | 0 | 305056.8 | 0 | Shutdown | 23 | 703 | 34.1233 | -84.9219 | 3498.6 | 3499 | -0.4 | 13582833 | 14722672.32 | 1139839.32 | Updated using EIA info
Coal Plants Added |  |  | 10011.2 |  |  |  |  | 258 | 207 | 30.4309 | -81.551 | 1358 | 1358 | 4523606.64 | 0 | Shutdown. Source: https://www.jea.com/about/electric_systems/electric_facilities/st__johns_river_power_park/ | 24 | 708 | 34.2529 | -85.3457 | 953 | 953 | 0 | 174602.42 | 1002479.76 | 827877.34 | Updated using EIA info
Coal Plants Deleted |  |  | 482 |  |  |  |  | 261 | 2908 | 41.5261 | -81.662 | 160 | 0 | 569872.3092 | 0 | Shutdown | 25 | 861 | 39.0584 | -89.4033 | 1005.4 | 1005 | 0.4 | 5298517.2 | 4052521.8 | -1245995.4 | Updated using EIA info
Coal Plants Adjustments |  |  | -9395.2 |  |  |  |  | 263 | 6648 | 30.5667 | -97.0645 | 591 | 590.6 | 3522880.08 | 0 | Shutdown. Source: https://investor.vistraenergy.com/investor-relations/news/press-release-details/2017/Luminant-to-Close-Two-Texas-Power-Plants/default.aspx | 26 | 876 | 39.5906 | -89.4967 | 1319 | 1319 | 0 | 4792864.6 | 3931200.36 | -861664.24 | Updated using EIA info
Coal Plants Removed |  |  | -9390.7 |  |  |  |  | 266 | 55749 | 45.7546 | -107.5998 | 116 | 115.7 | 528765.12 | 0 | Most probably shutdown. Source: https://helenair.com/news/state-and-regional/hardin-coal-fired-power-plant-sells-to-possible-cryptocurrency-company/article_7c91dbaa-bad5-55b0-a129-d0cd91440814.html | 27 | 879 | 40.5407 | -89.6787 | 1785.6 | 1786 | -0.4 | 4506973.9 | 4070579.76 | -436394.14 | Updated using EIA info
Updated Coal Plants |  |  | 277391.3 |  |  |  |  | 270 | 56163 | 40.5839 | -112.0995 | 220 | 82 | 694267.2 | 0 | Shutdown. Source: http://utahrails.net/bingham/central-power-station.php | 28 | 884 | 41.633 | -88.0618 | 598.4 | 598 | 0.4 | 994177.22 | 2306509.92 | 1312332.7 | Updated using EIA info
[8 empty] | 272 | 10554 | 28.6475 | -96.5399 | 460 | 0 | 604854 | 0 | Converted to gas | 29 | 889 | 38.2041 | -89.8563 | 1894.1 | 635 | 1259.1 | 7200886.4 | 3005861.4 | -4195025 | Updated using EIA info
[8 empty] | 277 | 2062 | 37.6469 | -87.5028 | 405 | 0 | 1846119.6 | 0 | Shutdown. Source:https://www.thegleaner.com/story/news/2018/08/29/coal-fired-station-two-power-plant-another-big-step-closer-closure/1136149002/ | 30 | 963 | 39.7543 | -89.6012 | 617.8 | 650 | -32.2 | 2343740.6 | 1595412 | -748328.6 | Updated using EIA info
[8 empty] | 284 | 10384 | 36.0373 | -77.7533 | 135 | 114.8 | 106506.9 | 0 | Shutdown | 31 | 983 | 38.738 | -85.4182 | 1303.8 | 1304 | -0.2 | 6360308.1 | 4458036.96 | -1902271.14 | Updated using EIA info
[8 empty] | 286 | 0 | 30.5681 | -97.0614 | 662 | 0 | 3772009.8 | 0 | Shutdown | 33 | 995 | 41.6446 | -87.1232 | 603.5 | 641 | -37.5 | 158623.39 | 1798081.92 | 1639458.53 | Updated using EIA info
[8 empty] | 293 | 7960 | 32.6547 | -88.7622 | 696 | 0 | 3172590.72 | 0 | Shutdown (didn't start IGCC, using gas instead) | 34 | 1001 | 39.9234 | -87.4274 | 1062 | 1193 | -131 | 6077717.5 | 5542654.14 | -535063.36 | Updated using EIA info
[8 empty] | 294 | 57842 | 39.53 | -87.4247 | 305 | 0 | 213890.4 | 0 | Shutdown | 35 | 1004 | 38.8071 | -87.2472 | 804.5 | 630 | 174.5 | 2783328.91 | 1049290.2 | -1734038.71 | Updated using EIA info
[17 empty] | 36 | 1008 | 38.2637 | -85.8381 | 300 | 300 | 0 | 264114.22 | 262980 | -1134.22 | Updated using EIA info
[17 empty] | 37 | 1012 | 37.909 | -87.3247 | 368.9 | 369 | -0.1 | 1882022.3 | 905703.12 | -976319.18 | Updated using EIA info
[17 empty] | 38 | 1073 | 41.9437 | -91.6387 | 213.4 | 222 | -8.6 | 89014.274 | 389210.4 | 300196.126 | Updated using EIA info
[17 empty] | 40 | 1091 | 42.3258 | -96.3814 | 584.1 | 1190 | -605.9 | 2263981.953 | 1877677.2 | -386304.753 | Updated using EIA info
[17 empty] | 41 | 1104 | 40.7419 | -91.1177 | 212 | 291 | -79 | 1186357.8 | 943835.22 | -242522.58 | Updated using EIA info
[17 empty] | 43 | 1167 | 41.3893 | -91.0577 | 293.5 | 294 | -0.5 | 881432.592 | 850477.32 | -30955.272 | Updated using EIA info
[17 empty] | 44 | 1241 | 38.3481 | -94.6429 | 1578 | 1578 | 0 | 5482825.15 | 7746338.88 | 2263513.73 | Updated using EIA info
[17 empty] | 46 | 1356 | 38.7487 | -85.0374 | 2225.9 | 2226 | -0.1 | 11254223.82 | 11317607.28 | 63383.46 | Updated using EIA info
[17 empty] | 47 | 1364 | 38.0518 | -85.91 | 1717.2 | 1717 | 0.2 | 8607616.3 | 7676123.22 | -931493.08 | Updated using EIA info
[17 empty] | 48 | 1374 | 37.7946 | -87.0608 | 445.3 | 445 | 0.3 | 2201432.7 | 1794400.2 | -407032.5 | Updated using EIA info
[17 empty] | 49 | 1379 | 37.1533 | -88.7786 | 1575 | 1575 | 0 | 6276370.2 | 6350967 | 74596.8 | Updated using EIA info
[17 empty] | 51 | 1552 | 39.3236 | -76.3651 | 399.8 | 416 | -16.2 | 208709.242 | 328199.04 | 119489.798 | Updated using EIA info
[17 empty] | 52 | 1554 | 39.1777 | -76.5276 | 495 | 1059 | -564 | 407219.55 | 1299647.16 | 892427.61 | Updated using EIA info
[17 empty] | 53 | 1573 | 38.3596 | -76.9757 | 1252 | 1548 | -296 | 2503472 | 4342325.76 | 1838853.76 | Updated using EIA info
[17 empty] | 54 | 1733 | 41.8908 | -83.3454 | 3279.6 | 3293 | -13.4 | 16430798.93 | 12989897.1 | -3440901.83 | Updated using EIA info
[17 empty] | 55 | 1743 | 42.7633 | -82.4715 | 1378.3 | 1571 | -192.7 | 4438736.37 | 3718274.22 | -720462.15 | Updated using EIA info
[17 empty] | 56 | 1831 | 42.7189 | -84.5577 | 240 | 375 | -135 | 382672.47 | 493087.5 | 110415.03 | Updated using EIA info
[17 empty] | 58 | 1893 | 47.2623 | -93.6531 | 1072.5 | 1073 | -0.5 | 7265161.2 | 6678201.78 | -586959.42 | Updated using EIA info
[17 empty] | 59 | 1915 | 45.0301 | -92.7789 | 598.4 | 598 | 0.4 | 2692464.3 | 2096827.2 | -595637.1 | Updated using EIA info
[17 empty] | 60 | 1943 | 46.2903 | -96.043 | 129.4 | 131 | -1.6 | 287086.5 | 287086.5 | 0 | Inconsistent data. Used VCE generation data
[17 empty] | 62 | 2076 | 37.3613 | -94.5887 | 212.8 | 213 | -0.2 | 837876.609 | 1008265.32 | 170388.711 | Updated using EIA info
[17 empty] | 63 | 2079 | 39.1307 | -94.4778 | 594.3 | 1106 | -511.7 | 2763376.9 | 2714654.88 | -48722.02 | Updated using EIA info
[17 empty] | 64 | 2080 | 38.3109 | -93.9345 | 376 | 376 | 0 | 414398.49 | 461442.24 | 47043.75 | Updated using EIA info
[17 empty] | 65 | 2094 | 39.1787 | -94.1842 | 469 | 524 | -55 | 964276.46 | 1332081.36 | 367804.9 | Updated using EIA info
[17 empty] | 66 | 2167 | 36.5147 | -89.5617 | 1300 | 1200 | 100 | 7898573.5 | 5469984 | -2428589.5 | Updated using EIA info
[17 empty] | 67 | 2168 | 39.5525 | -92.6371 | 1181.7 | 1182 | -0.3 | 7794220.9 | 5698776.6 | -2095444.3 | Updated using EIA info
[17 empty] | 68 | 2240 | 41.4278 | -96.462 | 130 | 170 | -40 | 387457.2 | 387457.2 | 0 | Inconsistent data. Used VCE generation data
[17 empty] | 69 | 2277 | 40.5593 | -96.784 | 228.7 | 229 | -0.3 | 902934.88 | 401482.8 | -501452.08 | Updated using EIA info
[17 empty] | 70 | 2291 | 41.3294 | -95.9466 | 353.6 | 677 | -323.4 | 1740990.5 | 1899066.24 | 158075.74 | Updated using EIA info
[17 empty] | 71 | 2364 | 43.1411 | -71.4675 | 459.2 | 496 | -36.8 | 548155.02 | 217396.8 | -330758.22 | Updated using EIA info
[17 empty] | 72 | 2367 | 43.0973 | -70.7839 | 100 | 171 | -71 | 88195.182 | 314787.06 | 226591.878 | Updated using EIA info
[17 empty] | 73 | 2442 | 36.6894 | -108.4804 | 1636.2 | 1636 | 0.2 | 7465765.2 | 5306235.12 | -2159530.08 | Updated using EIA info
[17 empty] | 74 | 2451 | 36.8021 | -108.4381 | 924 | 1848 | -924 | 4655755.6 | 9395749.44 | 4739993.84 | Updated using EIA info
[17 empty] | 76 | 2535 | 42.6027 | -76.6353 | 322.5 | 323 | -0.5 | 93246.321 | 566283.6 | 473037.279 | Updated using EIA info
[17 empty] | 78 | 2706 | 35.4711 | -82.5422 | 413.6 | 744 | -330.4 | 1232330.4 | 1239161.76 | 6831.36 | Updated using EIA info
[17 empty] | 79 | 2712 | 36.4842 | -79.0717 | 2558.2 | 2558 | 0.2 | 5887895.3 | 8072434.08 | 2184538.78 | Updated using EIA info
[17 empty] | 80 | 2718 | 35.1902 | -81.008 | 1148.4 | 1155 | -6.6 | 814285.26 | 1316214.9 | 501929.64 | Updated using EIA info
[17 empty] | 81 | 2721 | 35.2172 | -81.7623 | 1530.5 | 1371 | 159.5 | 5523858.8 | 2764182.78 | -2759676.02 | Updated using EIA info
[17 empty] | 82 | 2727 | 35.5977 | -80.9644 | 2119 | 1996 | 123 | 8466514.4 | 8048590.56 | -417923.84 | Updated using EIA info
[17 empty] | 83 | 2790 | 46.8668 | -100.8837 | 115 | 203 | -88 | 497302.95 | 533849.4 | 36546.45 | Updated using EIA info
[17 empty] | 84 | 2823 | 47.0661 | -101.2145 | 734 | 734 | 0 | 4891789.3 | 4182258.6 | -709530.7 | Updated using EIA info
[17 empty] | 85 | 2828 | 40.2417 | -80.6577 | 1880.4 | 1880 | 0.4 | 10000462 | 7745637.6 | -2254824.4 | Updated using EIA info
[17 empty] | 86 | 2832 | 39.113 | -84.8033 | 1114.8 | 1181 | -66.2 | 5394007.5 | 5901008.22 | 507000.72 | Updated using EIA info
[17 empty] | 87 | 2836 | 41.5045 | -82.0548 | 680 | 709 | -29 | 1056113 | 870113.16 | -185999.84 | Updated using EIA info
[17 empty] | 88 | 2840 | 40.1859 | -81.879 | 1729.3 | 1729 | 0.3 | 4110469.5 | 6062565.6 | 1952096.1 | Updated using EIA info
[17 empty] | 89 | 2866 | 40.5315 | -80.6313 | 2455.6 | 2468 | -12.4 | 4736391.98 | 7788415.68 | 3052023.7 | Updated using EIA info
[17 empty] | 90 | 2876 | 38.916 | -82.1279 | 1086.5 | 1087 | -0.5 | 5792908.9 | 4287888.9 | -1505020 | Updated using EIA info
[17 empty] | 91 | 2878 | 41.6926 | -83.4378 | 150.5 | 169 | -18.5 | 888872.4 | 888872.4 | 0 | Inconsistent data. Used VCE generation data
[17 empty] | 93 | 2952 | 35.762 | -95.288 | 1716 | 1317 | 399 | 3806289.3 | 3809791.26 | 3501.96 | Updated using EIA info
[17 empty] | 94 | 3118 | 40.3843 | -79.0607 | 1872 | 1884 | -12 | 11423932.47 | 7927269.12 | -3496663.35 | Updated using EIA info
[17 empty] | 95 | 3122 | 40.5114 | -79.1933 | 2012 | 2012 | 0 | 5104344 | 5820273.36 | 715929.36 | Updated using EIA info
[17 empty] | 96 | 3130 | 40.4072 | -79.0341 | 585 | 521 | 64 | 2571214.8 | 2146530.42 | -424684.38 | Updated using EIA info
[17 empty] | 97 | 3136 | 40.6603 | -79.3415 | 1872 | 1884 | -12 | 12416271.63 | 8918177.76 | -3498093.87 | Updated using EIA info
[17 empty] | 98 | 3297 | 33.8265 | -80.6213 | 771.8 | 772 | -0.2 | 3789826.4 | 3045308.4 | -744518 | Updated using EIA info
[17 empty] | 99 | 3298 | 33.0162 | -79.9285 | 659.7 | 687 | -27.3 | 2945908.29 | 2589564.06 | -356344.23 | Updated using EIA info
[17 empty] | 100 | 3393 | 35.0742 | -90.1488 | 990 | 1612 | -622 | 389576.45 | 3391390.08 | 3001813.63 | Updated using EIA info
[17 empty] | 101 | 3396 | 36.0211 | -84.1564 | 950 | 950 | 0 | 1390393.6 | 1915371 | 524977.4 | Updated using EIA info
[17 empty] | 102 | 3399 | 36.3906 | -87.653 | 2600 | 2600 | 0 | 10370387.8 | 11851632 | 1481244.2 | Updated using EIA info
[17 empty] | 103 | 3403 | 36.3154 | -86.4008 | 1255.2 | 1918 | -662.8 | 5127318.5 | 5043956.4 | -83362.1 | Updated using EIA info
[17 empty] | 104 | 3470 | 29.478 | -95.6352 | 2736.8 | 3969 | -1232.2 | 14895707 | 11829366.36 | -3066340.64 | Updated using EIA info
[17 empty] | 105 | 3797 | 37.3831 | -77.3822 | 1352.9 | 1800 | -447.1 | 1879341.6 | 7731612 | 5852270.4 | Updated using EIA info
[17 empty] | 106 | 3845 | 46.7561 | -122.8569 | 1459.8 | 1782 | -322.2 | 5359265.029 | 3749042.88 | -1610222.149 | Updated using EIA info
[17 empty] | 107 | 3943 | 39.7102 | -79.9273 | 1152 | 1152 | 0 | 5995581.7 | 5958074.88 | -37506.82 | Updated using EIA info
[17 empty] | 108 | 3944 | 39.3851 | -80.3298 | 2052 | 2052 | 0 | 13231653 | 11152455.84 | -2079197.16 | Updated using EIA info
[17 empty] | 109 | 3948 | 39.8461 | -80.8184 | 1632.6 | 1633 | -0.4 | 5473103.3 | 6298546.32 | 825443.02 | Updated using EIA info
[17 empty] | 110 | 3954 | 39.201 | -79.2653 | 1662.4 | 1681 | -18.6 | 5513103.2 | 8104605.3 | 2591502.1 | Updated using EIA info
[17 empty] | 111 | 4050 | 43.7163 | -87.7059 | 764.7 | 710 | 54.7 | 3279943.2 | 2800737 | -479206.2 | Updated using EIA info
[17 empty] | 112 | 4072 | 44.5406 | -88.0109 | 231.2 | 322 | -90.8 | 463008.82 | 395171.28 | -67837.54 | Updated using EIA info
[17 empty] | 113 | 4158 | 42.8385 | -105.7757 | 922.2 | 857 | 65.2 | 4793623.6 | 4657726.44 | -135897.16 | Updated using EIA info
[17 empty] | 114 | 4941 | 36.9039 | -111.3904 | 2409.3 | 2409 | 0.3 | 12994358 | 10347474.06 | -2646883.94 | Updated using EIA info
[17 empty] | 115 | 6002 | 33.6328 | -87.0593 | 2822 | 2822 | 0 | 18000241 | 15337344.24 | -2662896.76 | Updated using EIA info
[17 empty] | 116 | 6009 | 34.4235 | -92.1392 | 1800 | 1700 | 100 | 8238975 | 4619682 | -3619293 | Updated using EIA info
[17 empty] | 117 | 6016 | 40.467 | -89.9848 | 441 | 441 | 0 | 2423361.2 | 2048877.18 | -374484.02 | Updated using EIA info
[17 empty] | 118 | 6018 | 38.9042 | -84.8514 | 772 | 669 | 103 | 2781366.1 | 3401383.32 | 620017.22 | Updated using EIA info
[17 empty] | 119 | 6021 | 40.4628 | -107.5912 | 1427.6 | 1339 | 88.6 | 7324631.7 | 7159981.14 | -164650.56 | Updated using EIA info
[17 empty] | 120 | 6030 | 47.3785 | -101.1572 | 1209.6 | 1212 | -2.4 | 9125463.6 | 7012098.72 | -2113364.88 | Updated using EIA info
[17 empty] | 121 | 6041 | 38.7001 | -83.8174 | 1608.5 | 1360 | 248.5 | 7691212.1 | 7153056 | -538156.1 | Updated using EIA info
[17 empty] | 122 | 6052 | 33.4133 | -85.0332 | 1904 | 1957 | -53 | 2795602.2 | 4631866.74 | 1836264.54 | Updated using EIA info
[17 empty] | 123 | 6055 | 30.7284 | -91.3691 | 1276.9 | 1903 | -626.1 | 4006697.1 | 6005411.28 | 1998714.18 | Updated using EIA info
[17 empty] | 124 | 6061 | 31.2177 | -89.3941 | 400 | 400 | 0 | 118207.69 | 385704 | 267496.31 | Updated using EIA info
[17 empty] | 125 | 6064 | 39.171 | -94.6971 | 261 | 355 | -94 | 968261.79 | 560147.4 | -408114.39 | Updated using EIA info
[17 empty] | 126 | 6065 | 39.4463 | -94.9798 | 1640 | 1576 | 64 | 7793751.4 | 9118042.56 | 1324291.16 | Updated using EIA info
[17 empty] | 127 | 6068 | 39.2869 | -96.1171 | 2160 | 2160 | 0 | 9483246.9 | 8141860.8 | -1341386.1 | Updated using EIA info
[17 empty] | 128 | 6071 | 38.5846 | -85.4138 | 1400.1 | 2510 | -1109.9 | 7999440.23 | 7260877.8 | -738562.43 | Updated using EIA info
[17 empty] | 129 | 6076 | 45.8822 | -106.6117 | 2272 | 2272 | 0 | 12641861 | 11750647.68 | -891213.32 | Updated using EIA info
[17 empty] | 130 | 6077 | 41.0809 | -101.1408 | 1362.6 | 1363 | -0.4 | 8834437.4 | 6332470.74 | -2501966.66 | Updated using EIA info
[17 empty] | 131 | 6082 | 43.3565 | -78.6034 | 655.1 | 728 | -72.9 | 586195.92 | 638164.8 | 51968.88 | Updated using EIA info
[17 empty] | 132 | 6085 | 41.2164 | -87.0237 | 1943.4 | 2201 | -257.6 | 6708346.6 | 4630551.84 | -2077794.76 | Updated using EIA info
[17 empty] | 133 | 6090 | 45.3797 | -93.8968 | 2469.3 | 2224 | 245.3 | 12462912 | 9357880.32 | -3105031.68 | Updated using EIA info
[17 empty] | 134 | 6094 | 40.6353 | -80.4185 | 2741.1 | 2741 | 0.1 | 3040947.7 | 10572146.64 | 7531198.94 | Updated using EIA info
[17 empty] | 135 | 6096 | 40.6211 | -95.7736 | 1389.6 | 1390 | -0.4 | 9086062.9 | 7798233.6 | -1287829.3 | Updated using EIA info
[17 empty] | 136 | 6098 | 45.3046 | -96.511 | 450 | 496 | -46 | 2196631 | 1739174.4 | -457456.6 | Updated using EIA info
[17 empty] | 137 | 6106 | 45.6937 | -119.8058 | 642.2 | 642 | 0.2 | 1281562.8 | 1688331.6 | 406768.8 | Updated using EIA info
[17 empty] | 138 | 6136 | 30.619 | -96.0817 | 453.5 | 454 | -0.5 | 782963.17 | 1273524.48 | 490561.31 | Updated using EIA info
[17 empty] | 139 | 6137 | 37.9057 | -87.7148 | 530.4 | 707 | -176.6 | 2385977.5 | 1859268.6 | -526708.9 | Updated using EIA info
[17 empty] | 140 | 6138 | 36.256 | -94.5236 | 558 | 558 | 0 | 2663090.2 | 1809828.36 | -853261.84 | Updated using EIA info
[17 empty] | 141 | 6139 | 33.0552 | -94.8409 | 1116 | 1116 | 0 | 5448746 | 2641371.12 | -2807374.88 | Updated using EIA info
[17 empty] | 142 | 6146 | 32.2598 | -94.5703 | 2379.6 | 2380 | -0.4 | 14040515.4 | 9388386 | -4652129.4 | Updated using EIA info
[17 empty] | 144 | 6155 | 38.1309 | -90.2627 | 1242 | 1242 | 0 | 7760081.4 | 5661433.44 | -2098647.96 | Updated using EIA info
[17 empty] | 145 | 6165 | 39.1734 | -111.0291 | 1577.2 | 1472 | 105.2 | 8283534.9 | 7225989.12 | -1057545.78 | Updated using EIA info
[17 empty] | 146 | 6166 | 37.9258 | -87.0343 | 2600 | 2600 | 0 | 11877395.91 | 9116640 | -2760755.91 | Updated using EIA info
[17 empty] | 147 | 6170 | 42.538 | -87.904 | 1233.2 | 1235 | -1.8 | 1767019.1 | 4979964.6 | 3212945.5 | Updated using EIA info
[17 empty] | 148 | 6181 | 29.3074 | -98.323 | 932 | 932 | 0 | 4594347 | 2369274.48 | -2225072.52 | Updated using EIA info
[17 empty] | 149 | 6183 | 28.7044 | -98.4768 | 410 | 410 | 0 | 2506973.8 | 2012673.6 | -494300.2 | Updated using EIA info
[17 empty] | 150 | 6190 | 31.3961 | -92.718 | 1261.8 | 1664 | -402.2 | 6317498.4 | 5251184.64 | -1066313.76 | Updated using EIA info
[17 empty] | 151 | 6193 | 35.2995 | -101.7466 | 1080 | 1080 | 0 | 4754027.8 | 4449621.6 | -304406.2 | Updated using EIA info
[17 empty] | 152 | 6194 | 34.1851 | -102.5694 | 1135.8 | 1136 | -0.2 | 3781210 | 5178251.52 | 1397041.52 | Updated using EIA info
[17 empty] | 153 | 6195 | 37.1514 | -93.3895 | 494 | 655 | -161 | 2745567.3 | 1837353.6 | -908213.7 | Updated using EIA info
[17 empty] | 154 | 6204 | 42.1086 | -104.8807 | 1710 | 1710 | 0 | 10672938 | 8694118.8 | -1978819.2 | Updated using EIA info
[17 empty] | 155 | 6248 | 40.2202 | -103.6795 | 552.3 | 552 | 0.3 | 3271188.7 | 2274251.04 | -996937.66 | Updated using EIA info
[17 empty] | 156 | 6249 | 33.3298 | -79.3581 | 1260 | 1260 | 0 | 1559185.4 | 2209032 | 649846.6 | Updated using EIA info
[17 empty] | 157 | 6250 | 36.5279 | -78.8918 | 763.2 | 736 | 27.2 | 1482602.8 | 1741979.52 | 259376.72 | Updated using EIA info
[17 empty] | 158 | 6481 | 39.5109 | -112.5801 | 1640 | 1784 | -144 | 8481950.95 | 7350115.68 | -1131835.27 | Updated using EIA info
[17 empty] | 159 | 1382 | 37.6472 | -87.5029 | 405 | 586 | -181 | 642312.39 | 2876650.56 | 2234338.17 | Updated using EIA info
[17 empty] | 160 | 6664 | 41.3181 | -91.0934 | 811.9 | 738 | 73.9 | 4860241.13 | 2911188.6 | -1949052.53 | Updated using EIA info
[17 empty] | 161 | 6705 | 37.9143 | -87.333 | 822.8 | 755 | 67.8 | 4312188.6 | 3044431.8 | -1267756.8 | Updated using EIA info
[17 empty] | 162 | 6768 | 36.879 | -89.6206 | 261 | 261 | 0 | 1795947.5 | 1372755.6 | -423191.9 | Updated using EIA info
[17 empty] | 163 | 6823 | 37.4497 | -87.0805 | 509.4 | 440 | 69.4 | 2252028.78 | 2738498.4 | 486469.62 | Updated using EIA info
[17 empty] | 164 | 7097 | 29.3083 | -98.3208 | 1444 | 1389 | 55 | 7199494.2 | 4383350.64 | -2816143.56 | Updated using EIA info
[17 empty] | 165 | 7213 | 36.8695 | -78.7044 | 848 | 927 | -79 | 2907274.1 | 5038170.84 | 2130896.74 | Updated using EIA info
[17 empty] | 166 | 7790 | 40.0864 | -109.2852 | 499.5 | 500 | -0.5 | 3651855.6 | 2673630 | -978225.6 | Updated using EIA info
[17 empty] | 167 | 7902 | 32.4609 | -94.485 | 721 | 721 | 0 | 4577188.9 | 4740214.5 | 163025.6 | Updated using EIA info
[17 empty] | 168 | 8066 | 41.7381 | -108.7865 | 2441.9 | 2403 | 38.9 | 10957269 | 10742995.98 | -214273.02 | Updated using EIA info
[17 empty] | 169 | 8069 | 39.3788 | -111.0793 | 1037.3 | 994 | 43.3 | 5083347.1 | 4879506.24 | -203840.86 | Updated using EIA info
[17 empty] | 170 | 8102 | 38.9359 | -82.1182 | 2600 | 2600 | 0 | 15976399 | 12079548 | -3896851 | Updated using EIA info
[17 empty] | 171 | 8222 | 47.2212 | -101.8149 | 450 | 450 | 0 | 3060449.8 | 2051244 | -1009205.8 | Updated using EIA info
[17 empty] | 172 | 8224 | 40.8817 | -117.1521 | 567 | 521 | 46 | 1442546.14 | 959088.06 | -483458.08 | Updated using EIA info
[17 empty] | 173 | 8226 | 40.5383 | -79.7908 | 637 | 637 | 0 | 1189140 | 1842700.86 | 653560.86 | Updated using EIA info
[17 empty] | 175 | 54304 | 38.2664 | -77.3141 | 242 | 242 | 0 | 541836.04 | 381846.96 | -159989.08 | Inconsistent data. Used VCE capacity data
[17 empty] | 176 | 1745 | 42.1222 | -83.1809 | 535.5 | 536 | -0.5 | 1065973.627 | 1174644 | 108670.373 | Updated using EIA info
[17 empty] | 177 | 6254 | 41.0977 | -92.5549 | 725.9 | 726 | -0.1 | 3729261.6 | 3054775.68 | -674485.92 | Updated using EIA info
[17 empty] | 178 | 6178 | 28.7137 | -97.2143 | 622.4 | 622 | 0.4 | 3846173.1 | 2453603.4 | -1392569.7 | Updated using EIA info
[17 empty] | 179 | 6213 | 39.1336 | -87.6598 | 1080 | 1080 | 0 | 5864836.8 | 5301676.8 | -563160 | Updated using EIA info
[17 empty] | 180 | 6095 | 36.4545 | -97.0524 | 1138 | 1138 | 0 | 4432949.3 | 3291983.64 | -1140965.66 | Updated using EIA info
[17 empty] | 181 | 1082 | 41.1806 | -95.8389 | 1648.3 | 1648 | 0.3 | 10005991.59 | 8089966.08 | -1916025.51 | Updated using EIA info
[17 empty] | 182 | 2103 | 38.5614 | -90.8372 | 2389.4 | 2389 | 0.4 | 15755216 | 11727505.44 | -4027710.56 | Updated using EIA info
[17 empty] | 183 | 8042 | 36.2822 | -80.0588 | 2491.2 | 2160 | 331.2 | 7978956.9 | 8899243.2 | 920286.3 | Updated using EIA info
[17 empty] | 186 | 8223 | 34.3186 | -109.1651 | 1765.8 | 1716 | 49.8 | 9923570.8 | 8273350.8 | -1650220 | Updated using EIA info
[17 empty] | 187 | 1250 | 39.0085 | -95.2701 | 517 | 566 | -49 | 2805011.5 | 2034237.96 | -770773.54 | Updated using EIA info
[17 empty] | 188 | 3407 | 35.8987 | -84.5198 | 1700 | 1700 | 0 | 3041842.6 | 4768704 | 1726861.4 | Updated using EIA info
[17 empty] | 189 | 892 | 41.3028 | -89.3152 | 306.3 | 312 | -5.7 | 1721216.7 | 1176046.56 | -545170.14 | Updated using EIA info
[17 empty] | 190 | 1710 | 42.91 | -86.2033 | 1560.8 | 1604 | -43.2 | 7647545.799 | 5202445.68 | -2445100.119 | Updated using EIA info
[17 empty] | 191 | 994 | 38.5274 | -87.254 | 2146.7 | 1881 | 265.7 | 9084799.8 | 8079534.54 | -1005265.26 | Updated using EIA info
[17 empty] | 192 | 1572 | 39.2083 | -77.4644 | 588 | 930 | -342 | 229796.63 | 896761.8 | 666965.17 | Updated using EIA info
[17 empty] | 193 | 7030 | 31.0931 | -96.696 | 349.2 | 349 | 0.2 | 2453002.6 | 2325093.84 | -127908.76 | Updated using EIA info
[17 empty] | 194 | 628 | 28.9671 | -82.6968 | 2442.7 | 2443 | -0.3 | 8420643.1 | 6210448.02 | -2210195.08 | Updated using EIA info
[17 empty] | 195 | 663 | 29.7591 | -82.3878 | 250.7 | 471 | -220.3 | 434522.45 | 784469.34 | 349946.89 | Updated using EIA info
[17 empty] | 196 | 6179 | 29.9164 | -96.751 | 1690 | 1690 | 0 | 10341894 | 8592433.2 | -1749460.8 | Updated using EIA info
[17 empty] | 197 | 3149 | 41.0715 | -76.6645 | 1775.1 | 1642 | 133.1 | 2602573.9 | 4462069.32 | 1859495.42 | Updated using EIA info
[17 empty] | 198 | 883 | 42.3823 | -87.8137 | 681.7 | 794 | -112.3 | 1614572.6 | 1461642.84 | -152929.76 | Updated using EIA info
[17 empty] | 199 | 6101 | 44.2879 | -105.3838 | 402.3 | 362 | 40.3 | 2250043.1 | 1713577.68 | -536465.42 | Updated using EIA info
[17 empty] | 200 | 1047 | 43.3369 | -91.1661 | 274.5 | 275 | -0.5 | 881953.71 | 723195 | -158758.71 | Updated using EIA info
[17 empty] | 201 | 976 | 37.6189 | -88.9534 | 272 | 433 | -161 | 1708671.2 | 1328487.3 | -380183.9 | Updated using EIA info
[17 empty] | 202 | 6257 | 33.0578 | -83.8074 | 3564 | 3564 | 0 | 15406982 | 14371331.04 | -1035650.96 | Updated using EIA info
[17 empty] | 203 | 4162 | 41.7589 | -110.597 | 832 | 707 | 125 | 4731716.2 | 4152366.54 | -579349.66 | Updated using EIA info
[17 empty] | 204 | 10860 | 41.826 | -90.1992 | 180 | 180 | 0 | 738591.632 | 694267.2 | -44324.432 | Updated using EIA info
[17 empty] | 205 | 10865 | 39.87 | -88.8909 | 335 | 335 | 0 | 1326778.88 | 851616.9 | -475161.98 | Updated using EIA info
[17 empty] | 206 | 50397 | 39.8712 | -76.8669 | 51 | 110 | -59 | 72706.008 | 588198.6 | 515492.592 | Updated using EIA info
[17 empty] | 208 | 10864 | 41.9248 | -91.6865 | 256.1 | 291 | -34.9 | 731764.18 | 867308.04 | 135543.86 | Updated using EIA info
[17 empty] | 209 | 1769 | 46.5791 | -87.3953 | 450 | 450 | 0 | 1401984.7 | 1696221 | 294236.3 | Updated using EIA info
[17 empty] | 210 | 997 | 41.722 | -86.9095 | 540 | 540 | 0 | 2019423.48 | 1751446.8 | -267976.68 | Updated using EIA info
[17 empty] | 211 | 641 | 30.566 | -87.2245 | 1135.1 | 1135 | 0.1 | 3126009 | 2984823 | -141186 | Updated using EIA info
[17 empty] | 212 | 6019 | 38.8642 | -84.2304 | 1425.6 | 1426 | -0.4 | 8056161.2 | 4500113.76 | -3556047.44 | Updated using EIA info
[17 empty] | 213 | 4041 | 42.8444 | -87.828 | 1240 | 1211 | 29 | 4733151.1 | 3503156.58 | -1229994.52 | Updated using EIA info
[17 empty] | 214 | 8219 | 38.6334 | -104.7077 | 207 | 283 | -76 | 1129110 | 1066734.54 | -62375.46 | Updated using EIA info
[17 empty] | 216 | 1740 | 42.2614 | -83.124 | 358.1 | 652 | -293.9 | 557298.513 | 628697.52 | 71399.007 | Updated using EIA info
[17 empty] | 217 | 856 | 40.5961 | -89.6619 | 644.3 | 644 | 0.3 | 3283166.6 | 2314574.64 | -968591.96 | Updated using EIA info
[17 empty] | 218 | 10377 | 37.294 | -77.2698 | 114.8 | 135 | -20.2 | 94672.8 | 94672.8 | 0 | Inconsistent data. Used VCE generation data
[17 empty] | 219 | 6177 | 34.5778 | -109.2724 | 821.8 | 822 | -0.2 | 3591092.6 | 4395447.72 | 804355.12 | Updated using EIA info
[17 empty] | 221 | 10143 | 40.5502 | -78.7988 | 118 | 105 | 13 | 791569.8 | 791569.8 | 0 | EIA capacity number more accurate. Inconsistent data on generation. Used VCE generation data
[17 empty] | 222 | 6017 | 38.9362 | -88.277 | 617.4 | 617 | 0.4 | 3211020.8 | 1622586.6 | -1588434.2 | Updated using EIA info
[17 empty] | 225 | 7504 | 44.2853 | -105.3841 | 90 | 130 | -40 | 672352.2 | 672352.2 | 0 | Inconsistent data. Used VCE generation data
[17 empty] | 226 | 10678 | 39.5945 | -78.7453 | 229 | 205 | 24 | 1141404.4 | 916485.3 | -224919.1 | Updated using EIA info
[17 empty] | 227 | 7343 | 42.2997 | -96.3626 | 695.9 | 640 | 55.9 | 3070909.053 | 2468505.6 | -602403.453 | Updated using EIA info
[17 empty] | 229 | 7210 | 33.3648 | -81.0321 | 417.3 | 417 | 0.3 | 1482731.23 | 1754602.56 | 271871.33 | Updated using EIA info
[17 empty] | 230 | 160 | 32.0575 | -109.892 | 408 | 627 | -219 | 623300.195 | 1978661.52 | 1355361.325 | Updated using EIA info
[17 empty] | 231 | 891 | 40.2815 | -90.079 | 488 | 718 | -230 | 2441676.6 | 2077016.04 | -364660.56 | Updated using EIA info
[17 empty] | 232 | 2107 | 38.9147 | -90.2887 | 1099.4 | 1099 | 0.4 | 5662828.4 | 4527901.98 | -1134926.42 | Updated using EIA info
[17 empty] | 233 | 3935 | 38.4748 | -81.8212 | 2932.6 | 2933 | -0.4 | 12924819 | 12341125.44 | -583693.56 | Updated using EIA info
[17 empty] | 234 | 6034 | 42.7753 | -82.4943 | 1395 | 1709 | -314 | 7580516.3 | 5992437.6 | -1588078.7 | Updated using EIA info
[17 empty] | 235 | 6264 | 38.9776 | -81.9364 | 1300 | 1300 | 0 | 5689196.2 | 6267690 | 578493.8 | Updated using EIA info
[17 empty] | 236 | 6772 | 34.0147 | -95.3209 | 446 | 475 | -29 | 1638013.5 | 1665540 | 27526.5 | Updated using EIA info
[17 empty] | 238 | 4143 | 43.5591 | -91.2304 | 345.6 | 346 | -0.4 | 1679750.1 | 909910.8 | -769839.3 | Updated using EIA info
[17 empty] | 239 | 6113 | 38.3721 | -87.7677 | 3339.5 | 3340 | -0.5 | 17597324 | 15224788.8 | -2372535.2 | Updated using EIA info
[17 empty] | 240 | 6004 | 39.3684 | -81.2929 | 1368 | 1368 | 0 | 7000558.2 | 5995944 | -1004614.2 | Updated using EIA info
[17 empty] | 241 | 602 | 39.1821 | -76.5403 | 1370 | 1370 | 0 | 4705350.3 | 4203297 | -502053.3 | Updated using EIA info
[17 empty] | 242 | 6469 | 47.3706 | -101.8356 | 869.8 | 870 | -0.2 | 6426455.8 | 4575852 | -1850603.8 | Updated using EIA info
[17 empty] | 243 | 10566 | 39.693 | -75.4863 | 285 | 285 | 0 | 646080.36 | 624577.5 | -21502.86 | Updated using EIA info
[17 empty] | 244 | 10849 | 47.2867 | -91.2603 | 131.6 | 132 | -0.4 | 350325.66 | 601698.24 | 251372.58 | Updated using EIA info
[17 empty] | 246 | 10043 | 39.7916 | -75.4074 | 242.3 | 242 | 0.3 | 533470.55 | 509129.28 | -24341.27 | Updated using EIA info
[17 empty] | 248 | 1393 | 30.2854 | -93.2904 | 841.8 | 244 | 597.8 | 4268355.5 | 869055.2716 | -3399300.2284 | Updated using EIA info
[17 empty] | 249 | 54634 | 40.8221 | -76.1748 | 117 | 117 | 0 | 615971.86 | 882034.92 | 266063.06 | Inconsistent data. Used VCE capacity data
[17 empty] | 250 | 50888 | 40.692 | -75.4787 | 134.1 | 134 | 0.1 | 176949.22 | 540336.24 | 363387.02 | Updated using EIA info
[17 empty] | 252 | 50976 | 27.0392 | -80.5147 | 395.4 | 395 | 0.4 | 6665.804 | 727139.7 | 720473.896 | Updated using EIA info
[17 empty] | 253 | 10495 | 44.5519 | -70.5422 | 115 | 115 | 0 | 56284.362 | 463721.4 | 407437.038 | Inconsistent data. Used VCE capacity data
[17 empty] | 254 | 887 | 37.2094 | -88.8583 | 1099.8 | 1100 | -0.2 | 4808570.2 | 2892780 | -1915790.2 | Updated using EIA info
[17 empty] | 255 | 6641 | 35.6783 | -91.4077 | 1800 | 1700 | 100 | 9676311.7 | 6407946 | -3268365.7 | Updated using EIA info
[17 empty] | 256 | 10378 | 33.9444 | -78.0126 | 135 | 135 | 0 | 48360.803 | 639041.4 | 590680.597 | Inconsistent data. Used VCE capacity data
[17 empty] | 257 | 6031 | 38.6902 | -83.4804 | 660.6 | 681 | -20.4 | 1458240.3 | 2984823 | 1526582.7 | Updated using EIA info
[17 empty] | 259 | 525 | 40.4871 | -107.1855 | 465.4 | 465 | 0.4 | 2321013.3 | 2078856.9 | -242156.4 | Updated using EIA info
[17 empty] | 260 | 2817 | 47.2808 | -101.3197 | 656 | 656 | 0 | 3354493.997 | 3277782.72 | -76711.277 | Updated using EIA info
[17 empty] | 262 | 3497 | 31.8206 | -96.0554 | 1186.8 | 1187 | -0.2 | 816416.15 | 4994516.16 | 4178100.01 | Updated using EIA info
[17 empty] | 264 | 55076 | 33.3762 | -89.2184 | 500 | 500 | 0 | 2831491.535 | 2761290 | -70201.535 | Inconsistent data. Used VCE capacity data
[17 empty] | 265 | 56456 | 35.6637 | -89.9455 | 720 | 665 | 55 | 5196708.7 | 3730809.6 | -1465899.1 | Updated using EIA info
[17 empty] | 267 | 55856 | 38.2793 | -89.6668 | 1766 | 1621 | 145 | 11512875 | 9094199.04 | -2418675.96 | Updated using EIA info
[17 empty] | 268 | 7097 | 29.3119 | -98.3223 | 1444 | 1389 | 55 | 7199494.2 | 4383350.64 | -2816143.56 | Updated using EIA info
[17 empty] | 269 | 56224 | 40.746 | -116.5297 | 242 | 242 | 0 | 1042499.6 | 861931.8677 | -180567.7323 | Updated using EIA info
[17 empty] | 271 | 56564 | 33.6498 | -93.8119 | 609 | 609 | 0 | 4175510 | 3203096.4 | -972413.6 | Updated using EIA info
[17 empty] | 274 | 2850 | 38.6362 | -83.6938 | 1830.6 | 2452 | -621.4 | 2064674.6 | 9887346.72 | 7822672.12 | Updated using EIA info
[17 empty] | 275 | 50481 | 36.5202 | -82.5392 | 131.3 | 131 | 0 | 646675.98 | 969344.28 | 322668.3 | Updated using EIA info
[17 empty] | 276 | 54081 | 37.4556 | -77.4308 | 229.6 | 270 | -40.4 | 38985 | 236682 | 197697 | Updated using EIA info
[17 empty] | 278 | 1384 | 36.9981 | -84.5919 | 344 | 344 | 0 | 559352.22 | 542790.72 | -16561.5 | Updated using EIA info
[17 empty] | 279 | 4078 | 44.8606 | -89.6553 | 945.5 | 1086 | -140.5 | 4576936.2 | 3427155.36 | -1149780.84 | Updated using EIA info
[17 empty] | 280 | 4125 | 44.082 | -87.6558 | 63.4 | 123 | -59.6 | 119775.005 | 107821.8 | -11953.205 | Updated using EIA info
[17 empty] | 281 | 4271 | 44.3036 | -91.9126 | 387 | 387 | 0 | 1887860 | 1424825.64 | -463034.36 | Updated using EIA info
[17 empty] | 282 | 6180 | 31.1803 | -96.4866 | 1795.4 | 1740 | 55.4 | 12154845.24 | 10066874.4 | -2087970.84 | Updated using EIA info
[17 empty] | 283 | 8023 | 43.4864 | -89.4203 | 1112 | 1023 | 89 | 6636481.98 | 3856075.74 | -2780406.24 | Updated using EIA info
[17 empty] | 285 | 10671 | 35.1931 | -94.6458 | 350 | 350 | 0 | 1833889.413 | 1779498 | -54391.413 | Updated using EIA info
[17 empty] | 287 | 56068 | 42.8492 | -87.8336 | 1402.6 | 1354 | 48.6 | 7890204.17 | 6409348.56 | -1480855.61 | Updated using EIA info
[17 empty] | 289 | 56609 | 44.3889 | -105.4608 | 483.7 | 390 | 93.7 | 2974851 | 2187993.6 | -786857.4 | Updated using EIA info
[17 empty] | 290 | 56611 | 31.4744 | -96.9571 | 1008 | 937 | 71 | 6469237 | 3121221.96 | -3348015.04 | Updated using EIA info
[17 empty] | 291 | 56671 | 39.7079 | -79.959 | 807.5 | 695 | 112.5 | 5208252.1 | 4264659 | -943593.1 | Updated using EIA info
[17 empty] | 292 | 56808 | 36.9164 | -82.3381 | 668 | 668 | 0 | 2736100.4 | 3396299.04 | 660198.64 | Updated using EIA info
[17 empty] | 298 | 6004 | 39.3667 | -81.2944 | 1368 | 1368 | 0 | 7000558.2 | 5995944 | -1004614.2 | Updated using EIA info
[17 empty] | 301 | 56 | 31.488 | -87.9107 | 538 | 538 | 0 | 1245578.2 | 1320510.24 | 74932.04 | Updated using EIA info

## Plant Name References
Plant Name (VCE) | Plant Name (EIA) | Balancing Authority Name
AES Greenidge | Greenidge Generation LLC | New York Independent System Operator
AES Shady Point Inc. | AES Shady Point LLC | Southwest Power Pool
AES Warrior Run Inc. | AES Warrior Run Cogeneration Facility | PJM Interconnection, LLC
Allen (DUPC) | G G Allen | Duke Energy Carolinas
Ames Electric Services Power Plant | Ames Electric Services Power Plant | Midcontinent Independent Transmission System Operator, Inc..
Antelope Valley (BEPC) | Antelope Valley | Southwest Power Pool
Apache | Apache Station | Western Area Power Administration - Desert Southwest Region
Archer Daniels Midland Cedar Rapids | Archer Daniels Midland Cedar Rapids | Midcontinent Independent Transmission System Operator, Inc..
Archer Daniels Midland Clinton | Archer Daniels Midland Clinton | Midcontinent Independent Transmission System Operator, Inc..
Asbury | Asbury | Southwest Power Pool
Asheville (Lake Julian) | Asheville | Progress Energy Carolinas - EAST
Avon Lake | Avon Lake | PJM Interconnection, LLC
Bailly | Bailly | Midcontinent Independent Transmission System Operator, Inc..
Baldwin Energy Complex | Baldwin Energy Complex | Midcontinent Independent Transmission System Operator, Inc..
Bay Shore | FirstEnergy Bay Shore | PJM Interconnection, LLC
Belews Creek | Belews Creek | Duke Energy Carolinas
Belle River | Belle River | Midcontinent Independent Transmission System Operator, Inc..
Big Bend | Big Bend | Tampa Electric Company
Big Brown | Big Brown | Electric Reliability Council of Texas, Inc.
Big Cajun 2 | Big Cajun 2 | Midcontinent Independent Transmission System Operator, Inc..
Big Stone | Big Stone | Midcontinent Independent Transmission System Operator, Inc..
Birchwood Power Facility | Birchwood Power | PJM Interconnection, LLC
Boardman (PGE) | Boardman | Portland General Electric Company
Bonanza | Bonanza | PacifiCorp - East
Boulder Valley | TS Power Plant | Nevada Power Company
Bowen | Bowen | Southern Company Services, Inc. - Trans
Brandon Shores | Brandon Shores | PJM Interconnection, LLC
Bridgeport Harbor | Bridgeport Station | ISO New England Inc.
Brown (SIGE) | A B Brown | Midcontinent Independent Transmission System Operator, Inc..
Bull Run (TVA) | Bull Run | Tennessee Valley Authority
Burlington (IPL) | Burlington (IA) | Midcontinent Independent Transmission System Operator, Inc..
C. P. Crane (13942) | CP Crane Power, LLC | PJM Interconnection, LLC
Calaveras Lake | J K Spruce | Electric Reliability Council of Texas, Inc.
Cardinal | Cardinal | PJM Interconnection, LLC
Carneys Point | Chambers Cogeneration LP | PJM Interconnection, LLC
Cayuga | Cayuga | Midcontinent Independent Transmission System Operator, Inc..
Cayuga Station | Cayuga Operating Company | New York Independent System Operator
Centralia (TRAENE) | Transalta Centralia Generation | Bonneville Power Administration
Cherokee (PSCO) (30846) | Cherokee | Public Service Company of Colorado
Chesterfield | Chesterfield | PJM Interconnection, LLC
Cheswick | Cheswick Power Plant | PJM Interconnection, LLC
Cholla | Cholla | Arizona Public Service Company
Clay Boswell Energy Center | Clay Boswell | Midcontinent Independent Transmission System Operator, Inc..
Clifty Creek | Clifty Creek | Ohio Valley Electric Corporation
Clover | Clover | PJM Interconnection, LLC
Coal Creek | Coal Creek | Midcontinent Independent Transmission System Operator, Inc..
Coffeen | Coffeen | Midcontinent Independent Transmission System Operator, Inc..
Cogentrix Richmond | Spruance Genco LLC | PJM Interconnection, LLC
Coleman (WKEC) | Kenneth C Coleman | Midcontinent Independent Transmission System Operator, Inc..
Coleto Creek | Coleto Creek | Electric Reliability Council of Texas, Inc.
Colstrip | Colstrip | NorthWestern Energy (NWMT)
Columbia (WPL) | Columbia (WI) | Midcontinent Independent Transmission System Operator, Inc..
Colver Power Project | Colver Power Project | PJM Interconnection, LLC
Comanche | Comanche (CO) | Western Area Power Administration - Rocky Mountain Region
Conemaugh | Conemaugh | PJM Interconnection, LLC
Conesville | Conesville | PJM Interconnection, LLC
Cooper | Cooper | PJM Interconnection, LLC
Cope | Cope | South Carolina Electric & Gas Company
Coronado | Coronado | Salt River Project
Coyote | Coyote | Midcontinent Independent Transmission System Operator, Inc..
Craig (TSGT) | Craig (CO) | Western Area Power Administration - Rocky Mountain Region
Crist | Crist | Southern Company Services, Inc. - Trans
Cross | Cross | South Carolina Public Service Authority
Crystal River | Crystal River | Progress Energy Florida
Culley | F B Culley | Midcontinent Independent Transmission System Operator, Inc..
Cumberland (TVA) | Cumberland (TN) | Tennessee Valley Authority
D B Wilson (WKEC) | D B Wilson | Midcontinent Independent Transmission System Operator, Inc..
Dallman | Dallman | Midcontinent Independent Transmission System Operator, Inc..
Danskammer | Danskammer Generating Station | New York Independent System Operator
DC Battle Cogeneration | Edgecombe Genco LLC | PJM Interconnection, LLC
Decatur (ADM) | Archer Daniels Midland Decatur | Midcontinent Independent Transmission System Operator, Inc..
Deerhaven | Deerhaven Generating Station | Gainesville Regional Utilities
Dickerson | Dickerson | PJM Interconnection, LLC
Dolet Hills | Dolet Hills | Midcontinent Independent Transmission System Operator, Inc..
Dry Fork Station | Dry Fork Station | Western Area Power Administration - Rocky Mountain Region
Duck Creek | Duck Creek | Midcontinent Independent Transmission System Operator, Inc..
Dunkirk (NRG) | Dunkirk Generating Plant | New York Independent System Operator
East Bend | East Bend | PJM Interconnection, LLC
Eckert | Eckert Station | Midcontinent Independent Transmission System Operator, Inc..
Edgewater (WPL) | Edgewater | Midcontinent Independent Transmission System Operator, Inc..
Edwards | E D Edwards | Midcontinent Independent Transmission System Operator, Inc..
Edwardsport | Edwardsport | Midcontinent Independent Transmission System Operator, Inc..
Elm Road Generating | Elm Road Generating Station | Midcontinent Independent Transmission System Operator, Inc..
Erickson | Erickson Station | Midcontinent Independent Transmission System Operator, Inc..
Escalante | Escalante | Western Area Power Administration - Rocky Mountain Region
Fayette (LCRA) | Fayette Power Project | Electric Reliability Council of Texas, Inc.
Flint Creek (SWEP) | Flint Creek | Southwest Power Pool
Formosa CFB Power Plant | Formosa Utility Venture Ltd | Electric Reliability Council of Texas, Inc.
Fort Martin (MONG) | FirstEnergy Fort Martin Power Station | PJM Interconnection, LLC
Four Corners (AZPS) | Four Corners | Arizona Public Service Company
Gallagher | R Gallagher | Midcontinent Independent Transmission System Operator, Inc..
Gallatin (TVA) | Gallatin (TN) | Tennessee Valley Authority
Gaston (ALAP) | E C Gaston | Southern Company Services, Inc. - Trans
Gavin | Gavin Power, LLC | PJM Interconnection, LLC
Genoa | Genoa | Midcontinent Independent Transmission System Operator, Inc..
Gentleman | Gerald Gentleman | Southwest Power Pool
George Neal North | George Neal North | Midcontinent Independent Transmission System Operator, Inc..
George Neal South | George Neal South | Midcontinent Independent Transmission System Operator, Inc..
GF Weaton Power Station | Shell Chemical Applachia LLC | PJM Interconnection, LLC
Ghent | Ghent | LG&E and KU Services Company as agent for Louisville Gas and Electric Company and Kentucky Utilities
Gibbons Creek | Gibbons Creek | Electric Reliability Council of Texas, Inc.
Gibson (PSI) | Gibson | Midcontinent Independent Transmission System Operator, Inc..
Gorgas | Gorgas | Southern Company Services, Inc. - Trans
Green | HMP&L Station Two Henderson | Midcontinent Independent Transmission System Operator, Inc..
Hamilton (HAMI) | Hamilton (OH) | PJM Interconnection, LLC
Hammond (GPCO) | Hammond | Southern Company Services, Inc. - Trans
Hardin Generating Station | Hardin Generator Project | NorthWestern Energy (NWMT)
Harding Street | Harding Street | Midcontinent Independent Transmission System Operator, Inc..
Harrington | Harrington | Southwest Power Pool
Harrison | FirstEnergy Harrison Power Station | PJM Interconnection, LLC
Havana | Havana | Midcontinent Independent Transmission System Operator, Inc..
Hawthorn | Hawthorn | Southwest Power Pool
Hayden | Hayden | Public Service Company of Colorado
Henderson II | Henderson | Midcontinent Independent Transmission System Operator, Inc..
Hennepin | Hennepin Power Station | Midcontinent Independent Transmission System Operator, Inc..
Herbert A Wagner (13946) | Herbert A Wagner | PJM Interconnection, LLC
Holcomb | Holcomb | Southwest Power Pool
Homer City (29921) | Homer City Generating Station | PJM Interconnection, LLC
Hoot Lake | Hoot Lake | Midcontinent Independent Transmission System Operator, Inc..
Hugo (WEFA) | Hugo | Southwest Power Pool
Hunter | Hunter | PacifiCorp - East
Huntington | Huntington | PacifiCorp - East
Iatan 1 | Iatan | Southwest Power Pool
Independence | Independence Steam Electric Station | Midcontinent Independent Transmission System Operator, Inc..
Indian River (NRG) | Indian River Generating Station | PJM Interconnection, LLC
Indiantown Cogeneration Facility | Indiantown Cogeneration LP | Florida Power & Light Company
Intermountain Power Plant (IPP) | Intermountain Power Project | Los Angeles Department of Water and Power
J T Deely | J T Deely | Electric Reliability Council of Texas, Inc.
J. H. Campbell (CEC) | J H Campbell | Midcontinent Independent Transmission System Operator, Inc..
J.K. Spruce | J K Spruce | Electric Reliability Council of Texas, Inc.
J.P. Madgett | John P Madgett | Midcontinent Independent Transmission System Operator, Inc..
Jack Watson | Jack Watson | Southern Company Services, Inc. - Trans
James E. Rogers Energy Complex (Cliffside) | James E. Rogers Energy Complex | Duke Energy Carolinas
James River Cogeneration Co. | James River Genco LLC | PJM Interconnection, LLC
Jeffrey Energy Center | Jeffrey Energy Center | Southwest Power Pool
Jim Bridger | Jim Bridger | PacifiCorp - East
John E Amos | John E Amos | PJM Interconnection, LLC
John W. Turk, Jr. Power Plant | John W Turk Jr Power Plant | Southwest Power Pool
Johnston | Glenrock/Rolling Hills | PacifiCorp - East
Joppa Steam | Joppa Steam | Electric Energy, Inc.
Kaw | Kaw | Southwest Power Pool
Kemper County IGCC | Kemper County | Tennessee Valley Authority
Kennecott Utah Copper (Utah Smelter) | Kennecott Power Plant | PacifiCorp - East
Keystone | Keystone | PJM Interconnection, LLC
Killen | Killen Station | PJM Interconnection, LLC
Kincaid | Kincaid Generation LLC | PJM Interconnection, LLC
King | Allen S King | Midcontinent Independent Transmission System Operator, Inc..
Kingston (TVA) | Kingston | Tennessee Valley Authority
Kyger Creek | Kyger Creek | Ohio Valley Electric Corporation
Labadie | Labadie | Midcontinent Independent Transmission System Operator, Inc..
Lacygne | La Cygne | Southwest Power Pool
Lake Road (CLEV) | Lake Road (OH) | PJM Interconnection, LLC
Lansing | Lansing | Midcontinent Independent Transmission System Operator, Inc..
Laramie River | Laramie River Station | Western Area Power Administration - Rocky Mountain Region
Lawrence Energy Center (KPL) (36727) | Lawrence Energy Center | Southwest Power Pool
Leland Olds | Leland Olds | Southwest Power Pool
Limestone (TEGE) | Limestone | Electric Reliability Council of Texas, Inc.
Logan Generating Plant | Logan Generating Company LP | PJM Interconnection, LLC
Longview Power | Longview Power Plant | PJM Interconnection, LLC
Louisa (MIDAM) | Louisa | Midcontinent Independent Transmission System Operator, Inc..
Lowman (Tombigbee) | Louisa Generation Facility | PJM Interconnection, LLC
Manitowoc | Manitowoc | Midcontinent Independent Transmission System Operator, Inc..
Mansfield (FIRGEN) | FirstEnergy Bruce Mansfield | PJM Interconnection, LLC
Marion (SIPC) | Marion | Midcontinent Independent Transmission System Operator, Inc..
Marshall (DUPC) | Marshall (NC) | Duke Energy Carolinas
Martin Drake | Martin Drake | Western Area Power Administration - Rocky Mountain Region
Martin Lake | Martin Lake | Electric Reliability Council of Texas, Inc.
Mayo | Mayo | Progress Energy Carolinas - EAST
McMeekin | McMeekin | South Carolina Electric & Gas Company
Mecklenburg | Mecklenburg Power Station | PJM Interconnection, LLC
Merom | Merom | Midcontinent Independent Transmission System Operator, Inc..
Merrimack | Merrimack | ISO New England Inc.
Miami Fort | Miami Fort | PJM Interconnection, LLC
Michigan City | Michigan City | Midcontinent Independent Transmission System Operator, Inc..
Mill Creek (LGEC) | Mill Creek (KY) | LG&E and KU Services Company as agent for Louisville Gas and Electric Company and Kentucky Utilities
Miller (ALAP) | James H Miller Jr | Southern Company Services, Inc. - Trans
Mitchell (OPC) | Moundsville Power | PJM Interconnection, LLC
Monroe (DETED) | Monroe (MI) | Midcontinent Independent Transmission System Operator, Inc..
Monticello (TXUGEN) | Monticello | Electric Reliability Council of Texas, Inc.
Montour | TalenEnergy Montour | PJM Interconnection, LLC
Montrose | Montrose | Southwest Power Pool
Morgantown | Morgantown Generating Plant | PJM Interconnection, LLC
Morrow (SOMI) | R D Morrow | Midcontinent Independent Transmission System Operator, Inc..
Mount Storm (VIEP) | Mt Storm | PJM Interconnection, LLC
Mountaineer | Mountaineer | PJM Interconnection, LLC
Muscatine (MPW) | Muscatine Plant #1 | Midcontinent Independent Transmission System Operator, Inc..
Muskogee | Muskogee | Southwest Power Pool
Natrium Axiall Plant (30601) | Westlake Chemical Natrium Plant | PJM Interconnection, LLC
Naughton | Naughton | PacifiCorp - East
Navajo (SRP) | Navajo | Salt River Project
Nearman Creek (KACY) | Nearman Creek | Southwest Power Pool
Nebraska City - OPPD | Nebraska City | Southwest Power Pool
Neil Simpson 2 (14604) | Neil Simpson | Western Area Power Administration - Rocky Mountain Region
Nelson Industrial Steam Co. | R S Nelson | Midcontinent Independent Transmission System Operator, Inc..
New Madrid - ASEC (13653) | New Madrid | Associated Electric Cooperative, Inc.
Newton | Newton | Midcontinent Independent Transmission System Operator, Inc..
Nixon | Ray D Nixon | Western Area Power Administration - Rocky Mountain Region
North Omaha | North Omaha | Southwest Power Pool
North Valmy | North Valmy | Nevada Power Company
Northampton Generating Compan | Northampton Generating Company LP | PJM Interconnection, LLC
Northside | Northside Generating Station | JEA
Nucla | Nucla | Western Area Power Administration - Rocky Mountain Region
Oak Creek South | South Oak Creek | Midcontinent Independent Transmission System Operator, Inc..
Oklaunion | Oklaunion | Southwest Power Pool
Ottumwa Generating Station | Ottumwa | Midcontinent Independent Transmission System Operator, Inc..
P H Glatfelter Company | P H Glatfelter | PJM Interconnection, LLC
Pawnee | Pawnee | Public Service Company of Colorado
Pete 1 (IP&L) | AES Petersburg | Midcontinent Independent Transmission System Operator, Inc..
Petra Nova Carbon Capture Plant (Parish) | W.A. Parish Carbon Capture Plant | Electric Reliability Council of Texas, Inc.
Pirkey | Pirkey | Southwest Power Pool
Platte (21260) | Platte | Southwest Power Pool
Pleasant Prairie | Pleasant Prairie | Midcontinent Independent Transmission System Operator, Inc..
Pleasants | Pleasants Energy LLC | PJM Interconnection, LLC
Plum Point Energy Station | Plum Point Energy Station | Midcontinent Independent Transmission System Operator, Inc..
Powerton Generating Station (17173) | Powerton | PJM Interconnection, LLC
Prairie Creek | Prairie Creek | Midcontinent Independent Transmission System Operator, Inc..
Prairie State Energy Campus (49152) | Prairie State Generating Station | Midcontinent Independent Transmission System Operator, Inc..
Presque Isle | Presque Isle | Midcontinent Independent Transmission System Operator, Inc..
Pulliam | Pulliam | Midcontinent Independent Transmission System Operator, Inc..
Quindaro | Quindaro | Southwest Power Pool
R M Heskett | R M Heskett | Midcontinent Independent Transmission System Operator, Inc..
Rawhide | Rawhide | Public Service Company of Colorado
Red Hills Generation Facility | Red Hills Generating Facility | Tennessee Valley Authority
River Rouge Coal Plant | River Rouge | Midcontinent Independent Transmission System Operator, Inc..
Riverside (MIDAM) | Riverside | Midcontinent Independent Transmission System Operator, Inc..
Robert Reid | Robert A Reid | Midcontinent Independent Transmission System Operator, Inc..
Rockport (INMI) | Rockport | PJM Interconnection, LLC
Rodemacher | Rodemacher | Midcontinent Independent Transmission System Operator, Inc..
Roxboro (CPLC) | Roxboro | Progress Energy Carolinas - EAST
Rumford Cogeneration Co | Rumford Cogeneration | ISO New England Inc.
Rush Island | Rush Island | Midcontinent Independent Transmission System Operator, Inc..
Sammis | FirstEnergy W H Sammis | PJM Interconnection, LLC
San Juan Generating Station (PNM) | San Juan | Public Service Company of New Mexico
San Miguel (SMIG) | San Miguel | Electric Reliability Council of Texas, Inc.
Sandow 4 & 5 | Sandow No 4 & 5 | Electric Reliability Council of Texas, Inc.
Sandy Creek Energy Station | Sandy Creek Energy Station | Electric Reliability Council of Texas, Inc.
Savannah River Mill | Savannah River Mill | Southern Company Services, Inc. - Trans
Schahfer | R M Schahfer | Midcontinent Independent Transmission System Operator, Inc..
Scherer | Scherer | Southern Company Services, Inc. - Trans
Schiller Station | Schiller | ISO New England Inc.
Seminole Generating Station | Seminole (FL) | Seminole Electric Cooperative
Seward | Seward (PA) | PJM Interconnection, LLC
Shawnee (TVA) | Shawnee | Tennessee Valley Authority
Sheldon (NPPD) | Sheldon | Southwest Power Pool
Sherburne (Sherco) | Sherburne County | Midcontinent Independent Transmission System Operator, Inc..
Sibley (UTIL) | Sibley | Southwest Power Pool
Sikeston | Sikeston Power Station | Southwestern Power Administration
Silver Bay Power Co. | Silver Bay Power | Midcontinent Independent Transmission System Operator, Inc..
Sioux | Sioux | Midcontinent Independent Transmission System Operator, Inc..
Smith (OMU) | Elmer Smith | LG&E and KU Services Company as agent for Louisville Gas and Electric Company and Kentucky Utilities
Somerset | Somerset Operating Co LLC | New York Independent System Operator
Sooner | Sooner | Southwest Power Pool
Southport | CPI USA NC Southport | Progress Energy Carolinas - EAST
Southwest II | John Twitty Energy Center | Southwest Power Pool
Springerville | Springerville | Tucson Electric Power Company
Spurlock | H L Spurlock | PJM Interconnection, LLC
St Nicholas Cogeneration Proj | St Nicholas Cogen Project | PJM Interconnection, LLC
St. Johns River Power | St Johns River Power Park | JEA
Stanton Energy Center I | Stanton Energy Center | Florida Municipal Power Pool
Stuart (DP&L) | J M Stuart | PJM Interconnection, LLC
T H Allen Fossil (TVA) (34370) | Allen | Tennessee Valley Authority
Taconite Harbor Energy Center | Taconite Harbor Energy Center | Midcontinent Independent Transmission System Operator, Inc..
Tecumseh Energy Center | Tecumseh Energy Center | Southwest Power Pool
Tennessee Eastman | Tennessee Eastman Operations | PJM Interconnection, LLC
Thomas Hill (13654) | Thomas Hill | Associated Electric Cooperative, Inc.
Tolk | Tolk | Southwest Power Pool
Trenton Channel | Trenton Channel | Midcontinent Independent Transmission System Operator, Inc..
Trigen Syracuse | Carr Street Generating Station | New York Independent System Operator
Trimble County (LGEC) | Trimble County | LG&E and KU Services Company as agent for Louisville Gas and Electric Company and Kentucky Utilities
TS Ranch Power 1 (47672) | TS Power Plant | Nevada Power Company
Twin Oaks Power One | Major Oak Power, LLC | Electric Reliability Council of Texas, Inc.
Virginia City Hybrid Energy Center | Virginia City Hybrid Energy Center | PJM Interconnection, LLC
W A Parish | W A Parish | Electric Reliability Council of Texas, Inc.
W.H. Zimmer | W H Zimmer | PJM Interconnection, LLC
Wabash Valley Power IGCC | Wabash Valley Power IGCC | Midcontinent Independent Transmission System Operator, Inc..
Walter Scott Energy Center | Walter Scott Jr Energy Center | Midcontinent Independent Transmission System Operator, Inc..
Wansley | Wansley | Southern Company Services, Inc. - Trans
Warrick | Warrick | Midcontinent Independent Transmission System Operator, Inc..
Wateree (SOCG) | Wateree | South Carolina Electric & Gas Company
Waukegan (17178) | Waukegan | PJM Interconnection, LLC
Welsh (SWEP) | Welsh | Southwest Power Pool
Weston | Weston | Midcontinent Independent Transmission System Operator, Inc..
Whelan Energy Center | Whelan Energy Center | Southwest Power Pool
White Bluff | White Bluff | Midcontinent Independent Transmission System Operator, Inc..
Will County (17181) | Will County | PJM Interconnection, LLC
Williams-ST | Williams | South Carolina Electric & Gas Company
Winyah | Winyah | South Carolina Public Service Authority
Wright (FRE) | Lon Wright | Southwest Power Pool
Wygen III | Wygen III | Western Area Power Administration - Rocky Mountain Region
Wyodak | Neil Simpson II | Western Area Power Administration - Rocky Mountain Region
Young | Minnkota Power Coop, Inc | Midcontinent Independent Transmission System Operator, Inc..